## Instument List
Comprehensive Instrument List
Area | Instrument Tag | Instrument Description | P&ID Drawing | Plan Drawing | Schematic/Loop Drawing | Segment Drawing | Installation Detail Drawing | Data Sheet | Supplier | EU Min | EU Max | EU | Notes | Code | Type
B | FE-B6852 | Exhaust Fan EF-B685 Air Flow Sensor | 1-0102-PPID-G609 | 1-0102-AGAD-G007 | 1-0102-AILD-B618 | NA | 1-0102-ADTL-A003 | A-0102-ADTS-B601 | Contractor - I&C | NA | NA | NA | -
B | FE-B6862 | Exhaust Fan EF-B686 Air Flow Sensor | 1-0102-PPID-G609 | 1-0102-AGAD-G007 | 1-0102-AILD-B618 | NA | 1-0102-ADTL-A003 | A-0102-ADTS-B601 | Contractor - I&C | NA | NA | NA | -
B | FE-B6872 | Exhaust Fan EF-B687 Air Flow Sensor | 1-0102-PPID-G621 | 1-0102-AGAD-G007 | 1-0102-AILD-B619 | NA | 1-0102-ADTL-A003 | A-0102-ADTS-B602 | Contractor - I&C | NA | NA | NA | -
B | FE-B6882 | Exhaust Fan EF-B688 Air Flow Sensor | 1-0102-PPID-G621 | 1-0102-AGAD-G007 | 1-0102-AILD-B619 | NA | 1-0102-ADTL-A003 | A-0102-ADTS-B602 | Contractor - I&C | NA | NA | NA | -
B | FIT-B6852 | Exhaust Fan EF-B685 Air Flow Transmitter | 1-0102-PPID-G609 | 1-0102-AGAD-G007 | 1-0102-AILD-B618 | NA | 1-0102-ADTL-A003 | A-0102-ADTS-B601 | Contractor - I&C | 0 | 5100 | L/S | -
B | FIT-B6862 | Exhaust Fan EF-B686 Air Flow Transmitter | 1-0102-PPID-G609 | 1-0102-AGAD-G007 | 1-0102-AILD-B618 | NA | 1-0102-ADTL-A003 | A-0102-ADTS-B601 | Contractor - I&C | 0 | 5100 | L/S | -
B | FIT-B6872 | Exhaust Fan EF-B687 Air Flow Transmitter | 1-0102-PPID-G621 | 1-0102-AGAD-G007 | 1-0102-AILD-B619 | NA | 1-0102-ADTL-A003 | A-0102-ADTS-B602 | Contractor - I&C | 0 | 2065 | L/S | -
B | FIT-B6882 | Exhaust Fan EF-B688 Air Flow Transmitter | 1-0102-PPID-G621 | 1-0102-AGAD-G007 | 1-0102-AILD-B619 | NA | 1-0102-ADTL-A003 | A-0102-ADTS-B602 | Contractor - I&C | 0 | 2065 | L/S | -
B | FT-B6105 | Storage Room AHU-B610 Flow Transmitter | 1-0102-PPID-P614 | NA | 1-0102-AILD-B610 | NA | NA | NA | AHU Vendor | By Vendor | By Vendor | By Vendor | Part of Packaged unit
B | PDT-B6103 | Storage Room AHU-B610 Filter Differential Pressure Transmitter | 1-0102-PPID-P614 | NA | 1-0102-AILD-B610 | NA | NA | NA | AHU Vendor | By Vendor | By Vendor | By Vendor | Part of Packaged unit
B | TSL-B6104 | Storage Room AHU-B610 Temperature Switch | 1-0102-PPID-P614 | NA | 1-0102-AILD-B610 | NA | NA | NA | AHU Vendor | By Vendor | By Vendor | By Vendor | Part of Packaged unit
B | TT-B6102 | Storage Room AHU-B610 Intake Air Temperature Transmitter | 1-0102-PPID-P614 | NA | 1-0102-AILD-B610 | NA | NA | NA | AHU Vendor | By Vendor | By Vendor | By Vendor | Part of Packaged unit
B | TT-B6106 | Storage Room AHU-B610 Discharge Air Temperature Transmitter | 1-0102-PPID-P614 | NA | 1-0102-AILD-B610 | NA | NA | NA | AHU Vendor | By Vendor | By Vendor | By Vendor | Part of Packaged unit
B | TV-B6102-1 | Storage Room AHU-B610 Outside Air Plenum Damper | 1-0102-PPID-P614 | NA | 1-0102-AILD-B610 | NA | NA | NA | AHU Vendor | By Vendor | By Vendor | By Vendor | Part of Packaged unit
B | TV-B6102-2 | Storage Room AHU-B610 Return Air From Service Building Mechanical Room Damper | 1-0102-PPID-P614 | NA | 1-0102-AILD-B610 | NA | NA | NA | AHU Vendor | By Vendor | By Vendor | By Vendor | Part of Packaged unit
B | TV-B6106 | Storage Room AHU-B610 Hot Water Temperature Valve | 1-0102-PPID-P614 | SEP-909 | 1-0102-AILD-B620 | NA | NA | See Spec. Mech. | Contractor - Mech. | NA | NA | NA | -
B | XV-B6851 | Exhaust Fan EF-G685 Intake Damper | 1-0102-PPID-G609 | 1-0102-AGAD-G007 | 1-0102-EMCL-B651 | NA | NA | See Spec - Mech. | Contractor - Mech | NA | NA | NA | -
B | XV-B6853 | Exhaust Fan EF-G685 Discharge Damper | 1-0102-PPID-G609 | 1-0102-AGAD-G007 | 1-0102-EMCL-B651 | NA | NA | See Spec - Mech. | Contractor - Mech | NA | NA | NA | -
B | XV-B6861 | Exhaust Fan EF-G686 Intake Damper | 1-0102-PPID-G609 | 1-0102-AGAD-G007 | 1-0102-EMCL-B652 | NA | NA | See Spec - Mech. | Contractor - Mech | NA | NA | NA | -
B | XV-B6863 | Exhaust Fan EF-G686 Discharge Damper | 1-0102-PPID-G609 | 1-0102-AGAD-G007 | 1-0102-EMCL-B652 | NA | NA | See Spec - Mech. | Contractor - Mech | NA | NA | NA | -
B | XV-B6871 | Exhaust Fan EF-G687 Intake Damper | 1-0102-PPID-G621 | 1-0102-AGAD-G007 | 1-0102-EMCL-B653 | NA | NA | See Spec - Mech. | Contractor - Mech | NA | NA | NA | -
B | XV-B6873 | Exhaust Fan EF-G687 Discharge Damper | 1-0102-PPID-G621 | 1-0102-AGAD-G007 | 1-0102-EMCL-B653 | NA | NA | See Spec - Mech. | Contractor - Mech | NA | NA | NA | -
B | XV-B6881 | Exhaust Fan EF-G688 Intake Damper | 1-0102-PPID-G621 | 1-0102-AGAD-G007 | 1-0102-EMCL-B654 | NA | NA | See Spec - Mech. | Contractor - Mech | NA | NA | NA | -
B | XV-B6883 | Exhaust Fan EF-G688 Discharge Damper | 1-0102-PPID-G621 | 1-0102-AGAD-G007 | 1-0102-EMCL-B654 | NA | NA | See Spec - Mech. | Contractor - Mech | NA | NA | NA | -
C | FE-C1171 | Bioreactor Ferric Chloride Pump P-C111 Flow Sensor | 1-0102-PPID-C102 | 1-0102-AGAD-C012 | 1-0102-AILD-C112 | 1-0102-AIFS-C003 | NA | A-0102-ADTS-C101 | Skid Vendor | NA | NA | NA
C | FE-C1172 | Bioreactor Ferric Chloride Pump P-C113 Flow Sensor | 1-0102-PPID-C102 | 1-0102-AGAD-C012 | 1-0102-AILD-C112 | 1-0102-AIFS-C012 | NA | A-0102-ADTS-C101 | Skid Vendor | NA | NA | NA
C | FE-C1173 | Bioreactor Ferric Chloride Pump P-C116 Flow Sensor | 1-0102-PPID-C103 | 1-0102-AGAD-C012 | 1-0102-AILD-C112 | 1-0102-AIFS-C002 | NA | A-0102-ADTS-C101 | Skid Vendor | NA | NA | NA
C | FE-C1241 | HRC Ferric Chloride Pump Skid No.3 S-C120 Flow Sensor | 1-0102-PPID-C104 | 1-0102-AGAD-C012 | 1-0102-AILD-C113 | 1-0102-AIFS-C003 | NA | A-0102-ADTS-C102 | Skid Vendor | NA | NA | NA
C | FE-C1341 | HRC Ferric Chloride Pump Skid No.4 S-C130 Flow Sensor | 1-0102-PPID-C105 | 1-0102-AGAD-C012 | 1-0102-AILD-C113 | 1-0102-AIFS-C012 | NA | A-0102-ADTS-C102 | Skid Vendor | NA | NA | NA
C | FE-C2131 | Sodium Hypochlorite Pump Skid No.2 S-C210 Flow Sensor | 1-0102-PPID-C204 | 1-0102-AGAD-C012 | 1-0102-AILD-C215 | 1-0102-AIFS-C004 | NA | A-0102-ADTS-C203 | Skid Vendor | NA | NA | NA
C | FE-C2241 | Sodium Hypochlorite Pump P-C221 Flow Sensor | 1-0102-PPID-C205 | 1-0102-AGAD-C012 | 1-0102-AILD-C215 | 1-0102-AIFS-C004 | NA | A-0102-ADTS-C204 | Skid Vendor | NA | NA | NA
C | FE-C2242 | Sodium Hypochlorite Pump P-C223 Flow Sensor | 1-0102-PPID-C205 | 1-0102-AGAD-C012 | 1-0102-AILD-C215 | 1-0102-AIFS-C013 | NA | A-0102-ADTS-C204 | Skid Vendor | NA | NA | NA
C | FE-C2312 | Sodium Hypochlorite Pump P-C231 Flow Sensor | 1-0102-PPID-C202 | 1-0102-AGAD-C012 | 1-0102-AILD-C216 | 1-0102-AIFS-C004 | NA | A-0102-ADTS-C201 | Skid Vendor | NA | NA | NA
C | FE-C2322 | Sodium Hypochlorite Pump P-C232 Flow Sensor | 1-0102-PPID-C202 | 1-0102-AGAD-C012 | 1-0102-AILD-C216 | 1-0102-AIFS-C013 | NA | A-0102-ADTS-C201 | Skid Vendor | NA | NA | NA
C | FE-C2431 | Sodium Hypochlorite Pump Skid No.1 S-C240 Flow Sensor | 1-0102-PPID-C203 | 1-0102-AGAD-C012 | 1-0102-AILD-C216 | 1-0102-AIFS-C004 | NA | A-0102-ADTS-C202 | Skid Vendor | NA | NA | NA
C | FE-C3104 | Sodium Bisulphite Pump Skid S-C310-1 Flushing Water Flow Sensor | 1-0102-PPID-C301 | 1-0102-AGAD-C012 | 1-0102-AILD-C307 | 1-0102-AIFS-C004 | NA | A-0102-ADTS-C302 | Skid Vendor | NA | NA | NA
C | FE-C3112 | Sodium Bisulphite Pump P-C311 Flow Sensor | 1-0102-PPID-C301 | 1-0102-AGAD-C012 | 1-0102-AILD-C307 | 1-0102-AIFS-C004 | NA | A-0102-ADTS-C301 | Skid Vendor | NA | NA | NA
C | FE-C3122 | Sodium Bisulphite Pump P-C312 Flow Sensor | 1-0102-PPID-C301 | 1-0102-AGAD-C012 | 1-0102-AILD-C307 | 1-0102-AIFS-C013 | NA | A-0102-ADTS-C301 | Skid Vendor | NA | NA | NA
C | FE-C4051 | FPS/HRC Polymer Make Down S-C404 Non-Potable Tempered Water Flow Sensor | 1-0102-PPID-C401 | 1-0102-AGAD-C015 | 1-0102-AILD-C413 | 1-0102-AIFS-C002 | NA | A-0102-ADTS-C401 | Skid Vendor | 0 | 0 | 0
C | FE-C4161 | FPS/HRC Polymer Pump Skid No.1 S-C410-1 Flow Sensor | 1-0102-PPID-C402 | 1-0102-AGAD-C011 | 1-0102-AILD-C411 | 1-0102-AIFS-C004 | NA | A-0102-ADTS-C402 | Skid Vendor | NA | NA | NA
C | FE-C4162 | FPS/HRC Polymer Pump Skid No.1 S-C410-1 Flushing Water Flow Sensor | 1-0102-PPID-C402 | 1-0102-AGAD-C011 | 1-0102-AILD-C412 | 1-0102-AIFS-C004 | NA | A-0102-ADTS-C403 | Skid Vendor | NA | NA | NA
C | FE-C4171 | FPS/ HRC RDT Post Dilution Polymer Pump P-C413 Flow Sensor | 1-0102-PPID-C403 | 1-0102-AGAD-C011 | 1-0102-AILD-C411 | 1-0102-AIFS-C013 | NA | A-0102-ADTS-C402 | Skid Vendor | NA | NA | NA
C | FE-C4172 | FPS/ HRC RDT Post Dilution Polymer Pump P-C413 Flushing Water Flow Sensor | 1-0102-PPID-C403 | 1-0102-AGAD-C011 | 1-0102-AILD-C412 | 1-0102-AIFS-C013 | NA | A-0102-ADTS-C403 | Skid Vendor | NA | NA | NA
C | FE-C4181 | FPS/ HRC RDT Post Dilution Polymer Pump P-C415 Flow Sensor | 1-0102-PPID-C404 | 1-0102-AGAD-C011 | 1-0102-AILD-C411 | 1-0102-AIFS-C005 | NA | A-0102-ADTS-C402 | Skid Vendor | NA | NA | NA
C | FE-C4182 | FPS/ HRC RDT Post Dilution Polymer Pump P-C415 Flushing Water Flow Sensor | 1-0102-PPID-C404 | 1-0102-AGAD-C011 | 1-0102-AILD-C412 | 1-0102-AIFS-C005 | NA | A-0102-ADTS-C403 | Skid Vendor | NA | NA | NA
C | FE-C4251 | WAS Polymer Make Down S-C424 Non-Potable Tempered Water Flow Sensor | 1-0102-PPID-C405 | 1-0102-AGAD-C015 | 1-0102-AILD-C413 | 1-0102-AIFS-C011 | NA | A-0102-ADTS-C404 | Skid Vendor | NA | NA | NA
C | FE-C4361 | WAS RDT Post Dilution Polymer Pump P-C431 Flow Sensor | 1-0102-PPID-C406 | 1-0102-AGAD-C011 | 1-0102-AILD-C427 | 1-0102-AIFS-C005 | NA | A-0102-ADTS-C405 | Skid Vendor | NA | NA | NA
C | FE-C4362 | WAS RDT Post Dilution Polymer Pump P-C431 Flushing Water Flow Sensor | 1-0102-PPID-C406 | 1-0102-AGAD-C011 | 1-0102-AILD-C428 | 1-0102-AIFS-C005 | NA | A-0102-ADTS-C406 | Skid Vendor | NA | NA | NA
C | FE-C4371 | WAS RDT Post Dilution Polymer Pump P-C433 Flow Sensor | 1-0102-PPID-C407 | 1-0102-AGAD-C011 | 1-0102-AILD-C427 | 1-0102-AIFS-C013 | NA | A-0102-ADTS-C405 | Skid Vendor | NA | NA | NA
C | FE-C4372 | WAS RDT Post Dilution Polymer Pump P-C433 Flushing Water Flow Sensor | 1-0102-PPID-C407 | 1-0102-AGAD-C011 | 1-0102-AILD-C428 | 1-0102-AIFS-C013 | NA | A-0102-ADTS-C406 | Skid Vendor | NA | NA | NA
C | FE-C4451 | HRC Polymer Make Down S-C444 Non-Potable Tempered Water Flow Sensor | 1-0102-PPID-C408 | 1-0102-AGAD-C015 | 1-0102-AILD-C414 | 1-0102-AIFS-C002 | NA | A-0102-ADTS-C407 | Skid Vendor | NA | NA | NA
C | FE-C4561 | HRC Post Dilution Polymer Pump P-C451 Flow Sensor | 1-0102-PPID-C409 | 1-0102-AGAD-C010 | 1-0102-AILD-C453 | 1-0102-AIFS-C005 | NA | A-0102-ADTS-C408 | Skid Vendor | NA | NA | NA
C | FE-C4562 | HRC Post Dilution Polymer Pump P-C451 Flushing Water Flow Sensor | 1-0102-PPID-C409 | 1-0102-AGAD-C010 | 1-0102-AILD-C454 | 1-0102-AIFS-C005 | NA | A-0102-ADTS-C409 | Skid Vendor | NA | NA | NA
C | FE-C4571 | HRC Post Dilution Polymer Pump P-C453 Flow Sensor | 1-0102-PPID-C410 | 1-0102-AGAD-C010 | 1-0102-AILD-C453 | 1-0102-AIFS-C012 | NA | A-0102-ADTS-C408 | Skid Vendor | NA | NA | NA
C | FE-C4572 | HRC Post Dilution Polymer Pump P-C453 Flushing Water Flow Sensor | 1-0102-PPID-C410 | 1-0102-AGAD-C010 | 1-0102-AILD-C454 | 1-0102-AIFS-C012 | NA | A-0102-ADTS-C409 | Skid Vendor | NA | NA | NA
C | FE-C4651 | Secondary Clarifier Polymer Make Down S-C464 Non-Potable Tempered Water Flow Sensor | 1-0102-PPID-C411 | 1-0102-AGAD-C015 | 1-0102-AILD-C414 | 1-0102-AIFS-C011 | NA | A-0102-ADTS-C410 | Skid Vendor | 0 | 0 | 0
C | FE-C4761 | Secondary Clarifier Post Dilution Polymer Pump P-C441 Flow Sensor | 1-0102-PPID-C412 | 1-0102-AGAD-C010 | 1-0102-AILD-C464 | 1-0102-AIFS-C005 | NA | A-0102-ADTS-C411 | Skid Vendor | NA | NA | NA
C | FE-C4762 | Secondary Clarifier Post Dilution Polymer Pump P-C471 Flushing Water Flow Sensor | 1-0102-PPID-C412 | 1-0102-AGAD-C010 | 1-0102-AILD-C464 | 1-0102-AIFS-C005 | NA | A-0102-ADTS-C412 | Skid Vendor | NA | NA | NA
C | FE-C6132 | Chemical Loading Platform Exhaust Fan EF-C613 Flow Sensor | 1-0102-PPID-C605 | 1-0102-AGAD-C017 | 1-0102-AILD-C613 | NA | 1-0102-ADTL-A003 | A-0102-ADTS-C601 | Contractor - I&C | NA | NA | NA
C | FE-C6142 | Chemical Loading Platform Exhaust Fan EF-C614 Flow Sensor | 1-0102-PPID-C605 | 1-0102-AGAD-C017 | 1-0102-AILD-C614 | NA | 1-0102-ADTL-A003 | A-0102-ADTS-C601 | Contractor - I&C | NA | NA | NA
C | FE-C6152 | Chemical Containment Room, Exhaust Fan EF-C615 Flow Sensor | 1-0102-PPID-C605 | 1-0102-AGAD-C017 | 1-0102-AILD-C615 | NA | 1-0102-ADTL-A003 | A-0102-ADTS-C602 | Contractor - I&C | NA | NA | NA
C | FE-C6162 | Chemical Containment Room, Exhaust Fan EF-C616 Flow Sensor | 1-0102-PPID-C605 | 1-0102-AGAD-C017 | 1-0102-AILD-C616 | NA | 1-0102-ADTL-A003 | A-0102-ADTS-C602 | Contractor - I&C | NA | NA | NA
C | FE-C6208 | Air Handling Unit AHU-C640 Intake Air Flow Sensor | 1-0102-PPID-C603 | 1-0102-AGAD-C002 | 1-0102-AILD-C621 | NA | 1-0102-ADTL-A003 | A-0102-ADTS-C604 | Contractor - I&C | NA | NA | NA
C | FE-C6212 | Callery 6, 7 And Cable Service Room Exhaust Fan EF-C621 Flow Sensor | 1-0102-PPID-C606 | 1-0102-AGAD-C002 | 1-0102-AILD-C623 | NA | 1-0102-ADTL-A003 | A-0102-ADTS-C603 | Contractor - I&C | NA | NA | NA
C | FIT-C1171 | Bioreactor Ferric Chloride Pump P-C111 Flow Transmitter | 1-0102-PPID-C102 | 1-0102-AGAD-C012 | 1-0102-AILD-C112 | 1-0102-AIFS-C003 | NA | A-0102-ADTS-C101 | Skid Vendor | 0 | 4.6 | L/min | Wired By I&C Contractor
C | FIT-C1172 | Bioreactor Ferric Chloride Pump P-C113 Flow Transmitter | 1-0102-PPID-C102 | 1-0102-AGAD-C012 | 1-0102-AILD-C112 | 1-0102-AIFS-C012 | NA | A-0102-ADTS-C101 | Skid Vendor | 0 | 4.6 | L/min | Wired By I&C Contractor
C | FIT-C1173 | Bioreactor Ferric Chloride Pump P-C116 Flow Transmitter | 1-0102-PPID-C103 | 1-0102-AGAD-C012 | 1-0102-AILD-C112 | 1-0102-AIFS-C002 | NA | A-0102-ADTS-C101 | Skid Vendor | 0 | 4.6 | L/min | Wired By I&C Contractor
C | FIT-C1241 | HRC Ferric Chloride Pump Skid No.3 S-C120 Flow Transmitter | 1-0102-PPID-C104 | 1-0102-AGAD-C012 | 1-0102-AILD-C113 | 1-0102-AIFS-C003 | NA | A-0102-ADTS-C102 | Skid Vendor | 0 | 14.8 | L/min | Wired By I&C Contractor
C | FIT-C1341 | HRC Ferric Chloride Pump Skid No.4 S-C130 Flow Transmitter | 1-0102-PPID-C105 | 1-0102-AGAD-C012 | 1-0102-AILD-C113 | 1-0102-AIFS-C012 | NA | A-0102-ADTS-C102 | Skid Vendor | 0 | 14.8 | L/min | Wired By I&C Contractor
C | FIT-C2131 | Sodium Hypochlorite Pump Skid No.2 S-C210 Flow Transmitter | 1-0102-PPID-C204 | 1-0102-AGAD-C012 | 1-0102-AILD-C215 | 1-0102-AIFS-C004 | NA | A-0102-ADTS-C203 | Skid Vendor | 0 | 11.9 | L/min | Wired By I&C Contractor
C | FIT-C2241 | Sodium Hypochlorite Pump P-C221 Flow Transmitter | 1-0102-PPID-C205 | 1-0102-AGAD-C012 | 1-0102-AILD-C215 | 1-0102-AIFS-C004 | NA | A-0102-ADTS-C204 | Skid Vendor | 0 | 19.8 | L/min | Wired By I&C Contractor
C | FIT-C2242 | Sodium Hypochlorite Pump P-C223 Flow Transmitter | 1-0102-PPID-C205 | 1-0102-AGAD-C012 | 1-0102-AILD-C215 | 1-0102-AIFS-C013 | NA | A-0102-ADTS-C204 | Skid Vendor | 0 | 19.8 | L/min | Wired By I&C Contractor
C | FIT-C2312 | Sodium Hypochlorite Pump P-C231 Flow Transmitter | 1-0102-PPID-C202 | 1-0102-AGAD-C012 | 1-0102-AILD-C216 | 1-0102-AIFS-C004 | NA | A-0102-ADTS-C201 | Skid Vendor | 0 | 3.2 | L/min | Wired By I&C Contractor
C | FIT-C2322 | Sodium Hypochlorite Pump P-C232 Flow Transmitter | 1-0102-PPID-C202 | 1-0102-AGAD-C012 | 1-0102-AILD-C216 | 1-0102-AIFS-C013 | NA | A-0102-ADTS-C201 | Skid Vendor | 0 | 3.2 | L/min | Wired By I&C Contractor
C | FIT-C2431 | Sodium Hypochlorite Pump Skid No.1 S-C240 Flow Transmitter | 1-0102-PPID-C203 | 1-0102-AGAD-C012 | 1-0102-AILD-C216 | 1-0102-AIFS-C004 | NA | A-0102-ADTS-C202 | Skid Vendor | 0 | 0.4 | L/min | Wired By I&C Contractor
C | FIT-C3104 | Sodium Bisulphite Pump Skid S-C310-1 Flushing Water Flow Transmitter | 1-0102-PPID-C301 | 1-0102-AGAD-C012 | 1-0102-AILD-C307 | 1-0102-AIFS-C004 | NA | A-0102-ADTS-C302 | Skid Vendor | 1 | 66 | L/min | Wired By I&C Contractor.
C | FIT-C3112 | Sodium Hypochlorite Pump P-C311 Flow Transmitter | 1-0102-PPID-C301 | 1-0102-AGAD-C012 | 1-0102-AILD-C307 | 1-0102-AIFS-C004 | NA | A-0102-ADTS-C301 | Skid Vendor | 0 | 6.6 | L/min | Wired By I&C Contractor
C | FIT-C3122 | Sodium Hypochlorite Pump P-C312 Flow Transmitter | 1-0102-PPID-C301 | 1-0102-AGAD-C012 | 1-0102-AILD-C307 | 1-0102-AIFS-C013 | NA | A-0102-ADTS-C301 | Skid Vendor | 0 | 6.6 | L/min | Wired By I&C Contractor
C | FIT-C4051 | FPS/HRC Polymer Make Down S-C404 Non-Potable Tempered Water Flow Transmitter | 1-0102-PPID-C401 | 1-0102-AGAD-C015 | 1-0102-AILD-C413 | 1-0102-AIFS-C002 | NA | A-0102-ADTS-C401 | Skid Vendor | 0 | 272 | L/min | Wired By I&C Contractor
C | FIT-C4161 | FPS/HRC Polymer Pump Skid No.1 S-C410-1 Flow Transmitter | 1-0102-PPID-C402 | 1-0102-AGAD-C011 | 1-0102-AILD-C411 | 1-0102-AIFS-C004 | NA | A-0102-ADTS-C402 | Skid Vendor | 0 | 28.1 | L/min | Wired By I&C Contractor
C | FIT-C4162 | FPS/HRC Polymer Pump Skid No.1 S-C410-1 Flushing Water Flow Transmitter | 1-0102-PPID-C402 | 1-0102-AGAD-C011 | 1-0102-AILD-C412 | 1-0102-AIFS-C004 | NA | A-0102-ADTS-C403 | Skid Vendor | 16.05 | 140.5 | L/min | Wired By I&C Contractor.
C | FIT-C4171 | FPS/ HRC RDT Post Dilution Polymer Pump P-C413 Flow Transmitter | 1-0102-PPID-C403 | 1-0102-AGAD-C011 | 1-0102-AILD-C411 | 1-0102-AIFS-C013 | NA | A-0102-ADTS-C402 | Skid Vendor | 0 | 28.1 | L/min | Wired By I&C Contractor
C | FIT-C4172 | FPS/ HRC RDT Post Dilution Polymer Pump P-C413 Flushing Water Flow Transmitter | 1-0102-PPID-C403 | 1-0102-AGAD-C011 | 1-0102-AILD-C412 | 1-0102-AIFS-C013 | NA | A-0102-ADTS-C403 | Skid Vendor | 16.05 | 140.5 | L/min | Wired By I&C Contractor.
C | FIT-C4181 | FPS/ HRC RDT Post Dilution Polymer Pump P-C415 Flow Transmitter | 1-0102-PPID-C404 | 1-0102-AGAD-C011 | 1-0102-AILD-C411 | 1-0102-AIFS-C005 | NA | A-0102-ADTS-C402 | Skid Vendor | 0 | 28.1 | L/min | Wired By I&C Contractor
C | FIT-C4182 | FPS/ HRC RDT Post Dilution Polymer Pump P-C415 Flushing Water Flow Transmitter | 1-0102-PPID-C404 | 1-0102-AGAD-C011 | 1-0102-AILD-C412 | 1-0102-AIFS-C005 | NA | A-0102-ADTS-C403 | Skid Vendor | 16.05 | 140.5 | L/min | Wired By I&C Contractor.
C | FIT-C4251 | WAS Polymer Make Down S-C424 Non-Potable Tempered Water Flow Transmitter | 1-0102-PPID-C405 | 1-0102-AGAD-C015 | 1-0102-AILD-C413 | 1-0102-AIFS-C011 | NA | A-0102-ADTS-C404 | Skid Vendor | 0 | 86.7 | L/min | Wired By I&C Contractor
C | FIT-C4361 | WAS RDT Post Dilution Polymer Pump P-C431 Flow Transmitter | 1-0102-PPID-C406 | 1-0102-AGAD-C011 | 1-0102-AILD-C427 | 1-0102-AIFS-C005 | NA | A-0102-ADTS-C405 | Skid Vendor | 0 | 6.8 | L/min | Wired By I&C Contractor
C | FIT-C4362 | WAS RDT Post Dilution Polymer Pump P-C431 Flushing Water Flow Transmitter | 1-0102-PPID-C406 | 1-0102-AGAD-C011 | 1-0102-AILD-C428 | 1-0102-AIFS-C005 | NA | A-0102-ADTS-C406 | Skid Vendor | 0 | 18 | L/min | Wired By I&C Contractor
C | FIT-C4371 | WAS RDT Post Dilution Polymer Pump P-C433 Flow Transmitter | 1-0102-PPID-C407 | 1-0102-AGAD-C011 | 1-0102-AILD-C427 | 1-0102-AIFS-C013 | NA | A-0102-ADTS-C405 | Skid Vendor | 0 | 6.8 | L/min | Wired By I&C Contractor
C | FIT-C4372 | WAS RDT Post Dilution Polymer Pump P-C433 Flushing Water Flow Transmitter | 1-0102-PPID-C407 | 1-0102-AGAD-C011 | 1-0102-AILD-C428 | 1-0102-AIFS-C013 | NA | A-0102-ADTS-C406 | Skid Vendor | 0 | 18 | L/min | Wired By I&C Contractor
C | FIT-C4451 | HRC Polymer Make Down S-C444 Non-Potable Tempered Water Flow Transmitter | 1-0102-PPID-C408 | 1-0102-AGAD-C015 | 1-0102-AILD-C414 | 1-0102-AIFS-C002 | NA | A-0102-ADTS-C407 | Skid Vendor | 0 | 272 | L/min | Wired By I&C Contractor
C | FIT-C4561 | HRC Post Dilution Polymer Pump P-C451 Flow Transmitter | 1-0102-PPID-C409 | 1-0102-AGAD-C010 | 1-0102-AILD-C453 | 1-0102-AIFS-C005 | NA | A-0102-ADTS-C408 | Skid Vendor | 0 | 34.8 | L/min | Wired By I&C Contractor
C | FIT-C4562 | HRC Post Dilution Polymer Pump P-C451 Flushing Water Flow Transmitter | 1-0102-PPID-C409 | 1-0102-AGAD-C010 | 1-0102-AILD-C454 | 1-0102-AIFS-C005 | NA | A-0102-ADTS-C409 | Skid Vendor | 0 | 210 | L/min | Wired By I&C Contractor
C | FIT-C4571 | HRC Post Dilution Polymer Pump P-C453 Flow Transmitter | 1-0102-PPID-C410 | 1-0102-AGAD-C010 | 1-0102-AILD-C453 | 1-0102-AIFS-C012 | NA | A-0102-ADTS-C408 | Skid Vendor | 0 | 34.8 | L/min | Wired By I&C Contractor
C | FIT-C4572 | HRC Post Dilution Polymer Pump P-C453 Flushing Water Flow Transmitter | 1-0102-PPID-C410 | 1-0102-AGAD-C010 | 1-0102-AILD-C454 | 1-0102-AIFS-C012 | NA | A-0102-ADTS-C409 | Skid Vendor | 0 | 210 | L/min | Wired By I&C Contractor
C | FIT-C4651 | Secondary Clarifier Polymer Make Down S-C464 Non-Potable Tempered Water Flow Transmitter | 1-0102-PPID-C411 | 1-0102-AGAD-C015 | 1-0102-AILD-C414 | 1-0102-AIFS-C011 | NA | A-0102-ADTS-C410 | Skid Vendor | 0 | 133 | L/min | Wired By I&C Contractor
C | FIT-C4761 | Secondary Clarifier Post Dilution Polymer Pump P-C441 Flow Transmitter | 1-0102-PPID-C412 | 1-0102-AGAD-C010 | 1-0102-AILD-C464 | 1-0102-AIFS-C005 | NA | A-0102-ADTS-C411 | Skid Vendor | 0 | 34.8 | L/min | Wired By I&C Contractor
C | FIT-C4762 | Secondary Clarifier Post Dilution Polymer Pump P-C471 Flushing Water Flow Transmitter | 1-0102-PPID-C412 | 1-0102-AGAD-C010 | 1-0102-AILD-C464 | 1-0102-AIFS-C005 | NA | A-0102-ADTS-C412 | Skid Vendor | 0 | 90 | L/min | Wired By I&C Contractor
C | FIT-C6132 | Chemical Loading Platform Exhaust Fan EF-C613 Flow Transmitter | 1-0102-PPID-C605 | 1-0102-AGAD-C015 | 1-0102-AILD-C613 | NA | 1-0102-ADTL-A003 | A-0102-ADTS-C601 | Contractor - I&C | 0 | 4554 | L/s
C | FIT-C6142 | Chemical Loading Platform Exhaust Fan EF-C614 Flow Transmitter | 1-0102-PPID-C605 | 1-0102-AGAD-C015 | 1-0102-AILD-C614 | NA | 1-0102-ADTL-A003 | A-0102-ADTS-C601 | Contractor - I&C | 0 | 4554 | L/s
C | FIT-C6152 | Chemical Containment Roo, Exhaust Fan EF-C615 Flow Transmitter | 1-0102-PPID-C605 | 1-0102-AGAD-C015 | 1-0102-AILD-C615 | NA | 1-0102-ADTL-A003 | A-0102-ADTS-C602 | Contractor - I&C | 0 | 4461 | L/s
C | FIT-C6162 | Chemical Containment Roo, Exhaust Fan EF-C616 Flow Transmitter | 1-0102-PPID-C605 | 1-0102-AGAD-C015 | 1-0102-AILD-C616 | NA | 1-0102-ADTL-A003 | A-0102-ADTS-C602 | Contractor - I&C | 0 | 4461 | L/s
C | FIT-C6208 | Air Handling Unit AHU-C640 Intake Air Flow Transmitter | 1-0102-PPID-C603 | 1-0102-AGAD-C002 | 1-0102-AILD-C621 | NA | 1-0102-ADTL-A003 | A-0102-ADTS-C604 | Contractor - I&C | 0 | 566 | L/s
C | FIT-C6212 | Gallery 6, 7 And Cable Service Room Exhaust Fan EF-C621 Flow Transmitter | 1-0102-PPID-C606 | 1-0102-AGAD-C002 | 1-0102-AILD-C623 | NA | 1-0102-ADTL-A003 | A-0102-ADTS-C603 | Contractor - I&C | 0 | 1831 | L/s
C | FQI-C5301 | City Of Winnipeg Water Meter | 1-0102-PPID-C503 | NA | NA | NA | NA | NA | Contractor - Mech. | NA | NA | NA
C | FS-C5341 | Chemical Containment Room Emergency Eyewash/Shower Station U-C534 Flow Switch | 1-0102-PPID-C503 | 1-0102-AGAD-C011 | 1-0102-AILD-C502 | NA | NA | By Package Vendor | Shower Station Vendor | NA | NA | NA | Wired By I&C Contractor
C | FS-C5351 | Chemical Containment Room Emergency Eyewash/Shower Station U-C535 Flow Switch | 1-0102-PPID-C503 | 1-0102-AGAD-C012 | 1-0102-AILD-C502 | NA | NA | By Package Vendor | Shower Station Vendor | NA | NA | NA | Wired By I&C Contractor
C | FS-C5361 | Chemical Loading Platform Emergency Eyewash/Shower Station U-C536 Flow Switch | 1-0102-PPID-C503 | 1-0102-AGAD-C015 | 1-0102-AILD-C502 | NA | NA | By Package Vendor | Shower Station Vendor | NA | NA | NA | Wired By I&C Contractor
C | FS-C5371 | Chemical Loading Platform Emergency Eyewash/Shower Station U-C537 Flow Switch | 1-0102-PPID-C503 | 1-0102-AGAD-C015 | 1-0102-AILD-C502 | NA | NA | By Package Vendor | Shower Station Vendor | NA | NA | NA | Wired By I&C Contractor
C | FT-C6115-1 | Chemical Rooms AHU-C611 Flow Transmitter 1 | 1-0102-PPID-C601 | NA | 1-0102-AILD-C611 | NA | NA | NA | AHU Vendor | By Contractor | By Contractor | By Contractor | Part of Packaged unit
C | FT-C6115-2 | Chemical Rooms AHU-C611 Flow Transmitter 2 | 1-0102-PPID-C601 | NA | 1-0102-AILD-C611 | NA | NA | NA | AHU Vendor | By Contractor | By Contractor | By Contractor | Part of Packaged unit
C | FT-C6115-3 | Chemical Rooms AHU-C611 Flow Transmitter 3 | 1-0102-PPID-C601 | NA | 1-0102-AILD-C611 | NA | NA | NA | AHU Vendor | By Contractor | By Contractor | By Contractor | Part of Packaged unit
C | FT-C6115-4 | Chemical Rooms AHU-C611 Flow Transmitter 4 | 1-0102-PPID-C601 | NA | 1-0102-AILD-C611 | NA | NA | NA | AHU Vendor | By Contractor | By Contractor | By Contractor | Part of Packaged unit
C | FT-C6125-1 | Chemical Rooms AHU-C612 Flow Transmitter 1 | 1-0102-PPID-C602 | NA | 1-0102-AILD-C612 | NA | NA | NA | AHU Vendor | By Contractor | By Contractor | By Contractor | Part of Packaged unit
C | FT-C6125-2 | Chemical Rooms AHU-C612 Flow Transmitter 2 | 1-0102-PPID-C602 | NA | 1-0102-AILD-C612 | NA | NA | NA | AHU Vendor | By Contractor | By Contractor | By Contractor | Part of Packaged unit
C | FT-C6125-3 | Chemical Rooms AHU-C612 Flow Transmitter 3 | 1-0102-PPID-C602 | NA | 1-0102-AILD-C612 | NA | NA | NA | AHU Vendor | By Contractor | By Contractor | By Contractor | Part of Packaged unit
C | FT-C6125-4 | Chemical Rooms AHU-C612 Flow Transmitter 4 | 1-0102-PPID-C602 | NA | 1-0102-AILD-C612 | NA | NA | NA | AHU Vendor | By Contractor | By Contractor | By Contractor | Part of Packaged unit
C | FT-C6205-1 | Service Tunnel And Cable Access Area AHU-C620 Flow Transmitter 1 | 1-0102-PPID-C603 | NA | 1-0102-AILD-C620 | NA | NA | NA | AHU Vendor | By Contractor | By Contractor | By Contractor | Part of Packaged unit
C | FT-C6205-2 | Service Tunnel And Cable Access Area AHU-C620 Flow Transmitter 2 | 1-0102-PPID-C603 | NA | 1-0102-AILD-C620 | NA | NA | NA | AHU Vendor | By Contractor | By Contractor | By Contractor | Part of Packaged unit
C | FT-C6405 | Electrical Room AHU-C640 Flow Transmitter | 1-0102-PPID-C604 | NA | 1-0102-AILD-C640 | NA | NA | NA | AHU Vendor | By Vendor | By Vendor | By Vendor | Part of Packaged unit
C | FV-C3104 | Sodium Bisulphite Pump Skid S-C310-1 Flushing Water Flow Valve | 1-0102-PPID-C301 | 1-0102-AGAD-C012 | 1-0102-AILD-C305 | NA | By Mech. | See Spec. - Mech. | Contractor - Mech. | NA | NA | NA
C | FV-C4162 | FPS/HRC Polymer Pump Skid No.1 S-C410-1 Flushing Water Flow Valve | 1-0102-PPID-C402 | 1-0102-AGAD-C011 | 1-0102-AILD-C405 | NA | By Mech. | See Spec. - Mech. | Contractor - Mech. | NA | NA | NA
C | FV-C4172 | FPS/ HRC RDT Post Dilution Polymer Pump P-C413 Flushing Water Flow Valve | 1-0102-PPID-C403 | 1-0102-AGAD-C011 | 1-0102-AILD-C407 | NA | By Mech. | See Spec. - Mech. | Contractor - Mech. | NA | NA | NA
C | FV-C4182 | FPS/ HRC RDT Post Dilution Polymer Pump P-C415 Flushing Water Flow Valve | 1-0102-PPID-C404 | 1-0102-AGAD-C011 | 1-0102-AILD-C408 | NA | By Mech. | See Spec. - Mech. | Contractor - Mech. | NA | NA | NA
C | FV-C4362 | WAS RDT Post Dilution Polymer Pump P-C431 Flushing Water Flow Valve | 1-0102-PPID-C406 | 1-0102-AGAD-C011 | 1-0102-AILD-C423 | NA | By Mech. | See Spec. - Mech. | Contractor - Mech. | NA | NA | NA
C | FV-C4372 | WAS RDT Post Dilution Polymer Pump P-C433 Flushing Water Flow Sensor | 1-0102-PPID-C407 | 1-0102-AGAD-C011 | 1-0102-AILD-C424 | NA | By Mech. | See Spec. - Mech. | Contractor - Mech. | NA | NA | NA
C | FV-C4562 | HRC Post Dilution Polymer Pump P-C451 Flushing Water Flow Valve | 1-0102-PPID-C409 | 1-0102-AGAD-C010 | 1-0102-AILD-C445 | NA | By Mech. | See Spec. - Mech. | Contractor - Mech. | NA | NA | NA
C | FV-C4572 | HRC Post Dilution Polymer Pump P-C453 Flushing Water Flow Sensor | 1-0102-PPID-C410 | 1-0102-AGAD-C010 | 1-0102-AILD-C446 | NA | By Mech. | See Spec. - Mech. | Contractor - Mech. | NA | NA | NA
C | FV-C4762 | Secondary Clarifier Post Dilution Polymer Pumps P-C471 And P-C472 Flushing Water Flow Valve | 1-0102-PPID-C412 | 1-0102-AGAD-C010 | 1-0102-AILD-C463 | NA | By Mech. | See Spec. - Mech. | Contractor - Mech. | NA | NA | NA
C | FV-C5101 | Non-Potable Water System Flow Valve | 1-0102-PPID-C504 | 1-0102-AGAD-C015 | NA | 1-0102-AIFS-C001-002 | NA | See Spec. | Contractor - I&C | NA | NA | NA
C | FV-C6208 | Electrical Room AHU-C640 Intake Air Damper | 1-0102-PPID-C603 | 1-0102-AGAD-C002 | 1-0102-AILD-C622 | NA | NA | See Spec. - Mech. | Contractor - Mech. | NA | NA | NA
C | HS-C0121 | Chemical Hauler Pushbutton | 1-0102-PPID-C005 | 1-0102-AGAD-C016 | 1-0102-AILD-C005 | NA | NA | See Spec. | Contractor - I&C | NA | NA | NA
C | HS-C6101-1 | Chemical Loading Platform Stairwell High Ventilation Switch | 1-0102-PPID-C605 | 1-0102-AGAD-C015 | 1-0102-AILD-C618 | NA | NA | See Spec. | Contractor - I&C | NA | NA | NA
C | HS-C6101-2 | Chemical Loading Platform West Exterior High Ventilation Switch | 1-0102-PPID-C605 | 1-0102-AGAD-C015 | 1-0102-AILD-C618 | NA | NA | See Spec. | Contractor - I&C | NA | NA | NA
C | HS-C6101-3 | Chemical Loading Platform North Exterior High Ventilation Switch | 1-0102-PPID-C605 | 1-0102-AGAD-C010 | 1-0102-AILD-C618 | NA | NA | See Spec. | Contractor - I&C | NA | NA | NA
C | HS-C6101-4 | Chemical Loading Platform East Exterior High Ventilation Switch | 1-0102-PPID-C605 | 1-0102-AGAD-C012 | 1-0102-AILD-C618 | NA | NA | See Spec. | Contractor - I&C | NA | NA | NA
C | LC-C5011 | Sump Pit Level Controller | 1-0102-PPID-C502 | 1-0102-AGAD-C013 | 1-0102-EMCL-C501, C502 | NA | NA | See Spec. | Contractor - I&C | By Contractor | By Contractor | By Contractor
C | LG-C1011 | Ferric Chloride Bulk Storage Tank No.1 TK-C101 Level Gauge | 1-0102-PPID-C101 | NA | NA | NA | NA | By Tank Vendor | Tank Vendor | By Contractor | By Contractor | By Contractor
C | LG-C1021 | Ferric Chloride Bulk Storage Tank No.2 TK-C102 Level Gauge | 1-0102-PPID-C101 | NA | NA | NA | NA | By Tank Vendor | Tank Vendor | By Contractor | By Contractor | By Contractor
C | LG-C1031 | Ferric Chloride Bulk Storage Tank No.3 TK-C103 Level Gauge | 1-0102-PPID-C101 | NA | NA | NA | NA | By Tank Vendor | Tank Vendor | By Contractor | By Contractor | By Contractor
C | LG-C2011 | Sodium Hypochlorite Bulk Storage Tank TK-C201 Level Gauge | 1-0102-PPID-C201 | NA | NA | NA | NA | By Tank Vendor | Tank Vendor | By Contractor | By Contractor | By Contractor
C | LG-C2021 | Sodium Hypochlorite Bulk Storage Tank TK-C202 Level Gauge | 1-0102-PPID-C201 | NA | NA | NA | NA | By Tank Vendor | Tank Vendor | By Contractor | By Contractor | By Contractor
C | LG-C2051 | Sodium Hydroxide Bulk Storage Tank TK-C203 Level Gauge | 1-0102-PPID-C201 | NA | NA | NA | NA | By Tank Vendor | Tank Vendor | By Contractor | By Contractor | By Contractor
C | LG-C3011 | Sodium Bisulphite Storage Tank TK-C301 Level Gauge | 1-0102-PPID-C301 | NA | NA | NA | NA | By Tank Vendor | Tank Vendor | By Contractor | By Contractor | By Contractor
C | LG-C5601 | Above Ground Fuel Diesel Storage Tank TK-C560 Level Gauge | 1-0102-PPID-C510 | NA | NA | NA | NA | By System Vendor | Fuel Storage And Tanks System Vendor | By Vendor | By Vendor | By Vendor
C | LG-C5604 | Above Ground Fuel Diesel Storage Tank TK-C560 Leak Level Gauge | 1-0102-PPID-C510 | NA | NA | NA | NA | By System Vendor | Fuel Storage And Tanks System Vendor | By Vendor | By Vendor | By Vendor
C | LG-C5702 | Fuel Diesel Day Tank TK-C570 Level Gauge | 1-0102-PPID-C511 | NA | NA | NA | NA | By System Vendor | Fuel Storage And Tanks System Vendor | By Vendor | By Vendor | By Vendor
C | LG-C5704 | Fuel Diesel Day Tank TK-C570 Leak Level Gauge | 1-0102-PPID-C511 | NA | NA | NA | NA | By System Vendor | Fuel Storage And Tanks System Vendor | By Vendor | By Vendor | By Vendor
C | LG-C5802 | Fuel Diesel Day Tank TK-C580 Level Gauge | 1-0102-PPID-C512 | NA | NA | NA | NA | By System Vendor | Fuel Storage And Tanks System Vendor | By Vendor | By Vendor | By Vendor
C | LG-C5804 | Fuel Diesel Day Tank TK-C580 Leak Level Gauge | 1-0102-PPID-C512 | NA | NA | NA | NA | By System Vendor | Fuel Storage And Tanks System Vendor | By Vendor | By Vendor | By Vendor
C | LIT-C1011 | Ferric Chloride Bulk Storage Tank No.1 TK-C101 Level Transmitter | 1-0102-PPID-C101 | 1-0102-AGAD-C015 | 1-0102-AILD-C101 | 1-0102-AIFS-C002 | NA | A-0102-ADTS-C103 | Contractor - I&C | 0 | 4.9 | m
C | LIT-C1021 | Ferric Chloride Bulk Storage Tank No.2 TK-C102 Level Transmitter | 1-0102-PPID-C101 | 1-0102-AGAD-C015 | 1-0102-AILD-C104 | 1-0102-AIFS-C011 | NA | A-0102-ADTS-C103 | Contractor - I&C | 0 | 4.9 | m
C | LIT-C1031 | Ferric Chloride Bulk Storage Tank No.3 TK-C103 Level Transmitter | 1-0102-PPID-C101 | 1-0102-AGAD-C015 | 1-0102-AILD-C107 | 1-0102-AIFS-C002 | NA | A-0102-ADTS-C103 | Contractor - I&C | 0 | 4.9 | m
C | LIT-C2011 | Sodium Hypochlorite Bulk Storage Tank TK-C201 Level Transmitter | 1-0102-PPID-C201 | 1-0102-AGAD-C015 | 1-0102-AILD-C201 | 1-0102-AIFS-C002 | NA | A-0102-ADTS-C205 | Contractor - I&C | NA | NA | NA
C | LIT-C2021 | Sodium Hypochlorite Bulk Storage Tank TK-C202 Level Transmitter | 1-0102-PPID-C201 | 1-0102-AGAD-C015 | 1-0102-AILD-C204 | 1-0102-AIFS-C011 | NA | A-0102-ADTS-C205 | Contractor - I&C | 0 | 4.95 | m
C | LIT-C2051 | Sodium Hydroxide Bulk Storage Tank TK-C203 Level Transmitter | 1-0102-PPID-C201 | 1-0102-AGAD-C015 | 1-0102-AILD-C207 | 1-0102-AIFS-C002 | NA | A-0102-ADTS-C206 | Contractor - I&C | 0 | 4.95 | m
C | LIT-C3011 | Sodium Bisulphite Storage Tank TK-C301 Level Transmitter | 1-0102-PPID-C301 | 1-0102-AGAD-C015 | 1-0102-AILD-C301 | 1-0102-AIFS-C002 | NA | A-0102-ADTS-C303 | Contractor - I&C | 0 | 2.1 | m
C | LIT-C4011 | FPS/ HRC RDT Polymer Mix Tank TK-C401 Level Transmitter | 1-0102-PPID-C401 | 1-0102-AGAD-C015 | See Vendor Drawing | NA | By System Vendor | By System Vendor | Polymer Mixing System Vendor | By Vendor | By Vendor | By Vendor | Wired By I&C Contractor
C | LIT-C4021 | FPS/ HRC RDT Polymer Aging Tank TK-C402 Level Transmitter | 1-0102-PPID-C401 | 1-0102-AGAD-C011 | See Vendor Drawing | NA | By System Vendor | By System Vendor | Polymer Mixing System Vendor | By Vendor | By Vendor | By Vendor | Wired By I&C Contractor
C | LIT-C4031 | FPS/ HRC RDT Polymer Aging Tank TK-C403 Level Transmitter | 1-0102-PPID-C401 | 1-0102-AGAD-C011 | See Vendor Drawing | NA | By System Vendor | By System Vendor | Polymer Mixing System Vendor | By Vendor | By Vendor | By Vendor | Wired By I&C Contractor
C | LIT-C4211 | WAS RDT Polymer Mix Tank TK-C421 Level Transmitter | 1-0102-PPID-C405 | 1-0102-AGAD-C015 | See Vendor Drawing | NA | By System Vendor | By System Vendor | Polymer Mixing System Vendor | By Vendor | By Vendor | By Vendor | Wired By I&C Contractor
C | LIT-C4221 | WAS RDT Polymer Aging Tank TK-C422 Level Transmitter | 1-0102-PPID-C405 | 1-0102-AGAD-C011 | See Vendor Drawing | NA | By System Vendor | By System Vendor | Polymer Mixing System Vendor | By Vendor | By Vendor | By Vendor | Wired By I&C Contractor
C | LIT-C4411 | HRC Polymer Mix Tank TK-C441 Level Transmitter | 1-0102-PPID-C408 | 1-0102-AGAD-C015 | See Vendor Drawing | NA | By System Vendor | By System Vendor | Polymer Mixing System Vendor | By Vendor | By Vendor | By Vendor | Wired By I&C Contractor
C | LIT-C4421 | HRC Polymer Aging Tank TK-C442 Level Transmitter | 1-0102-PPID-C408 | 1-0102-AGAD-C010 | See Vendor Drawing | NA | By System Vendor | By System Vendor | Polymer Mixing System Vendor | By Vendor | By Vendor | By Vendor | Wired By I&C Contractor
C | LIT-C4431 | HRC Polymer Aging Tank TK-C443 Level Transmitter | 1-0102-PPID-C408 | 1-0102-AGAD-C010 | See Vendor Drawing | NA | By System Vendor | By System Vendor | Polymer Mixing System Vendor | By Vendor | By Vendor | By Vendor | Wired By I&C Contractor
C | LIT-C4611 | Secondary Clarifier Polymer Mix Tank TK-C461 Level Transmitter | 1-0102-PPID-C411 | 1-0102-AGAD-C015 | See Vendor Drawing | NA | By System Vendor | By System Vendor | Polymer Mixing System Vendor | By Vendor | By Vendor | By Vendor | Wired By I&C Contractor
C | LIT-C4621 | Secondary Clarifier Polymer Aging Tank TK-C462 Level Transmitter | 1-0102-PPID-C411 | 1-0102-AGAD-C010 | See Vendor Drawing | NA | By System Vendor | By System Vendor | Polymer Mixing System Vendor | By Vendor | By Vendor | By Vendor | Wired By I&C Contractor
C | LS-C5601 | Above Ground Fuel Diesel Storage Tank TK-C560 Level Switch | 1-0102-PPID-C510 | 1-0102-AGAD-C014 | NA | NA | By System Vendor | See Spec. | Fuel Storage And Tanks System Vendor | NA | NA | NA | Wired By I&C Contractor
C | LS-C5701 | Fuel Diesel Day Tank TK-C570 Level Switch | 1-0102-PPID-C511 | 1-0102-AGAD-C014 | NA | NA | By System Vendor | See Spec. | Fuel Storage And Tanks System Vendor | NA | NA | NA | Wired By I&C Contractor
C | LS-C5801 | Fuel Diesel Day Tank TK-C580 Level Switch | 1-0102-PPID-C512 | 1-0102-AGAD-C014 | NA | NA | By System Vendor | See Spec. | Fuel Storage And Tanks System Vendor | NA | NA | NA | Wired By I&C Contractor
C | LSH-C0102 | Chemical Containment Holding Tank TK-C010 High Level Switch | 1-0102-PPID-C001 | 1-0102-AGAD-C016 | 1-0102-AILD-C001 | NA | By System Vendor | By Tank Vendor | Tank Vendor | NA | NA | NA
C | LSH-C0111 | Chemical Ductbank Sump High Level Switch | 1-0102-PPID-C001 | 1-0102-AGAD-C011 | 1-0102-AILD-C004 | NA | NA | See Spec. | Contractor - I&C | NA | NA | NA
C | LSH-C1811 | Ferric Chloride Bulk Storage Tanks Spill Containment Pit High Level Switch | 1-0102-PPID-C101 | 1-0102-AGAD-C012 | 1-0102-AILD-C107 | NA | NA | See Spec. | Contractor - I&C | NA | NA | NA
C | LSH-C2811 | Sodium Hypochlorite Bulk Storage Tanks Spill Containment Pit High Level Switch | 1-0102-PPID-C201 | 1-0102-AGAD-C012 | 1-0102-AILD-C207 | NA | NA | See Spec. | Contractor - I&C | NA | NA | NA
C | LSH-C3811 | Sodium Bisulphite Storage Tanks Spill Containment Pit High Level Switch | 1-0102-PPID-C301 | 1-0102-AGAD-C012 | 1-0102-AILD-C303 | NA | NA | See Spec. | Contractor - I&C | NA | NA | NA
C | LSH-C4811 | South Upper Level Polymer Spill Containment Level Switch | 1-0102-PPID-C401 | 1-0102-AGAD-C015 | 1-0102-AILD-C402 | NA | NA | See Spec. | Contractor - I&C | NA | NA | NA
C | LSH-C4821 | South Lower Level Polymer Spill Containment Level Switch | 1-0102-PPID-C401 | 1-0102-AGAD-C011 | 1-0102-AILD-C403 | NA | NA | See Spec. | Contractor - I&C | NA | NA | NA
C | LSH-C4851 | North Upper Level Polymer Spill Containment Level Switch | 1-0102-PPID-C408 | 1-0102-AGAD-C015 | 1-0102-AILD-C442 | NA | NA | See Spec. | Contractor - I&C | NA | NA | NA
C | LSH-C4861 | North Lower Level Polymer Spill Containment Level Switch | 1-0102-PPID-C408 | 1-0102-AGAD-C010 | 1-0102-AILD-C443 | NA | NA | See Spec. | Contractor - I&C | NA | NA | NA
C | LSH-C5012 | Sump Pit High Level Switch | 1-0102-PPID-C502 | 1-0102-AGAD-C013 | 1-0102-AILD-C501 | NA | NA | See Spec. | Contractor - I&C | NA | NA | NA
C | LSH-C5631 | Duplex Pump Enclosure Leak Level Switch | 1-0102-PPID-C510 | 1-0102-AGAD-C014 | 1-0102-AILD-C561 | NA | NA | By Diesel Fuel System Vendor | Fuel Storage And Tanks System Vendor | NA | NA | NA | Wired By I&C Contractor
C | LSHH-C0111 | Chemical Ductbank Sump High High Level Switch | 1-0102-PPID-C001 | 1-0102-AGAD-C011 | 1-0102-AILD-C004 | NA | NA | See Spec. | Contractor - I&C | NA | NA | NA
C | LSHH-C1811 | Ferric Chloride Bulk Storage Tanks Spill Containment Pit High High Level Switch | 1-0102-PPID-C101 | 1-0102-AGAD-C012 | 1-0102-AILD-C107 | NA | NA | See Spec. | Contractor - I&C | NA | NA | NA
C | LSHH-C2811 | Sodium Hypochlorite Bulk Storage Tanks Spill Containment Pit High High Level Switch | 1-0102-PPID-C201 | 1-0102-AGAD-C012 | 1-0102-AILD-C207 | NA | NA | See Spec. | Contractor - I&C | NA | NA | NA
C | LSHH-C3811 | Sodium Bisulphite Storage Tanks Spill Containment Pit High High Level Switch | 1-0102-PPID-C301 | 1-0102-AGAD-C012 | 1-0102-AILD-C303 | NA | NA | See Spec. | Contractor - I&C | NA | NA | NA
C | LSHH-C4811 | South Upper Level Polymer Spill Containment Level Switch | 1-0102-PPID-C401 | 1-0102-AGAD-C015 | 1-0102-AILD-C402 | NA | NA | See Spec. | Contractor - I&C | NA | NA | NA
C | LSHH-C4821 | South Lower Level Polymer Spill Containment Level Switch | 1-0102-PPID-C401 | 1-0102-AGAD-C011 | 1-0102-AILD-C403 | NA | NA | See Spec. | Contractor - I&C | NA | NA | NA
C | LSHH-C4851 | North Upper Level Polymer Spill Containment Level Switch | 1-0102-PPID-C408 | 1-0102-AGAD-C015 | 1-0102-AILD-C442 | NA | NA | See Spec. | Contractor - I&C | NA | NA | NA
C | LSHH-C4861 | North Lower Level Polymer Spill Containment Level Switch | 1-0102-PPID-C408 | 1-0102-AGAD-C010 | 1-0102-AILD-C443 | NA | NA | See Spec. | Contractor - I&C | NA | NA | NA
C | LT-C0101 | Chemical Containment Holding Tank TK-C010 Level Transmitter | 1-0102-PPID-C001 | 1-0102-AGAD-C016 | 1-0102-AILD-C001 | NA | NA | By Tank Vendor | Tank Vendor | By Contractor | By Contractor | By Contractor | Wired By I&C Contractor
C | LT-C5602 | Above Ground Fuel Diesel Storage Tank TK-C560 Level Transmitter | 1-0102-PPID-C510 | 1-0102-AGAD-C014 | 1-0102-AILD-C562 | NA | By System Vendor | By System Vendor | Fuel Storage And Tanks System Vendor | By Vendor | By Vendor | By Vendor | Wired By I&C Contractor
C | LT-C5702 | Fuel Diesel Day Tank TK-C570 Level Transmitter | 1-0102-PPID-C511 | 1-0102-AGAD-C014 | 1-0102-AILD-C570 | NA | By System Vendor | By System Vendor | Fuel Storage And Tanks System Vendor | By Vendor | By Vendor | By Vendor | Wired By I&C Contractor
C | LT-C5802 | Fuel Diesel Day Tank TK-C580 Level Transmitter | 1-0102-PPID-C512 | 1-0102-AGAD-C014 | 1-0102-AILD-C580 | NA | By System Vendor | By System Vendor | Fuel Storage And Tanks System Vendor | By Vendor | By Vendor | By Vendor | Wired By I&C Contractor
C | PDT-C6112 | Chemical Rooms AHU-C611 Filter Differential Pressure Transmitter | 1-0102-PPID-C601 | NA | 1-0102-AILD-C611 | NA | NA | NA | AHU Vendor | By Contractor | By Contractor | By Contractor | Part of Packaged unit
C | PDT-C6122 | Chemical Rooms Chemical Rooms AHU-C612 Filter Differential Pressure Transmitter | 1-0102-PPID-C602 | NA | 1-0102-AILD-C612 | NA | NA | NA | AHU Vendor | By Contractor | By Contractor | By Contractor | Part of Packaged unit
C | PDT-C6202 | Service Tunnel And Cable Access Area AHU-C620 Filter Differential Pressure Transmitter | 1-0102-PPID-C603 | NA | 1-0102-AILD-C620 | NA | NA | NA | AHU Vendor | By Contractor | By Contractor | By Contractor | Part of Packaged unit
C | PDT-C6402 | Electrical Room AHU-C640 Pre Filter Differential Pressure Transmitter | 1-0102-PPID-C604 | NA | 1-0102-AILD-C640 | NA | NA | NA | AHU Vendor | By Contractor | By Contractor | By Contractor | Part of Packaged unit
C | PDT-C6403 | Electrical Room AHU-C640 Post Filter Differential Pressure Transmitter | 1-0102-PPID-C604 | NA | 1-0102-AILD-C640 | NA | NA | NA | AHU Vendor | By Contractor | By Contractor | By Contractor | Part of Packaged unit
C | PDT-C6404 | Electrical Room AHU-C640 Final Filter Differential Pressure Transmitter | 1-0102-PPID-C604 | NA | 1-0102-AILD-C640 | NA | NA | NA | AHU Vendor | By Contractor | By Contractor | By Contractor | Part of Packaged unit
C | PG-C1111 | Bioreactor Ferric Chloride Pump P-C111 Pressure Gauge | 1-0102-PPID-C102 | NA | NA | NA | NA | A-0102-ADTS-C104 | Skid Vendor | 0 | 600 | kPa
C | PG-C1121 | Bioreactor Ferric Chloride Pump P-C112 Pressure Gauge | 1-0102-PPID-C102 | NA | NA | NA | NA | A-0102-ADTS-C104 | Skid Vendor | 0 | 600 | kPa
C | PG-C1131 | Bioreactor Ferric Chloride Pump P-C113 Pressure Gauge | 1-0102-PPID-C102 | NA | NA | NA | NA | A-0102-ADTS-C104 | Skid Vendor | 0 | 600 | kPa
C | PG-C1141 | Bioreactor Ferric Chloride Pump P-C114 Pressure Gauge | 1-0102-PPID-C103 | NA | NA | NA | NA | A-0102-ADTS-C104 | Skid Vendor | 0 | 600 | kPa
C | PG-C1151 | Bioreactor Ferric Chloride Pump P-C115 Pressure Gauge | 1-0102-PPID-C103 | NA | NA | NA | NA | A-0102-ADTS-C104 | Skid Vendor | 0 | 600 | kPa
C | PG-C1161 | Bioreactor Ferric Chloride Pump P-C116 Pressure Gauge | 1-0102-PPID-C103 | NA | NA | NA | NA | A-0102-ADTS-C104 | Skid Vendor | 0 | 600 | kPa
C | PG-C1211 | HRC Ferric Chloride Pump P-C121 Pressure Gauge | 1-0102-PPID-C104 | NA | NA | NA | NA | A-0102-ADTS-C104 | Skid Vendor | 0 | 600 | kPa
C | PG-C1221 | HRC Ferric Chloride Pump P-C122 Pressure Gauge | 1-0102-PPID-C104 | NA | NA | NA | NA | A-0102-ADTS-C104 | Skid Vendor | 0 | 600 | kPa
C | PG-C1231 | HRC Ferric Chloride Pump P-C123 Pressure Gauge | 1-0102-PPID-C104 | NA | NA | NA | NA | A-0102-ADTS-C104 | Skid Vendor | 0 | 600 | kPa
C | PG-C1311 | HRC Ferric Chloride Pump P-C131 Pressure Gauge | 1-0102-PPID-C105 | NA | NA | NA | NA | A-0102-ADTS-C104 | Skid Vendor | 0 | 600 | kPa
C | PG-C1321 | HRC Ferric Chloride Pump P-C132 Pressure Gauge | 1-0102-PPID-C105 | NA | NA | NA | NA | A-0102-ADTS-C104 | Skid Vendor | 0 | 600 | kPa
C | PG-C1331 | HRC Ferric Chloride Pump P-C133 Pressure Gauge | 1-0102-PPID-C105 | NA | NA | NA | NA | A-0102-ADTS-C104 | Skid Vendor | 0 | 600 | kPa
C | PG-C2111 | Sodium Hypochlorite Pump P-C211 Pressure Gauge | 1-0102-PPID-C204 | NA | NA | NA | NA | A-0102-ADTS-C207 | Skid Vendor | 0 | 600 | kPa
C | PG-C2121 | Sodium Hypochlorite Pump P-C212 Pressure Gauge | 1-0102-PPID-C204 | NA | NA | NA | NA | A-0102-ADTS-C207 | Skid Vendor | 0 | 600 | kPa
C | PG-C2211 | Sodium Hypochlorite Pump P-C221 Pressure Gauge | 1-0102-PPID-C205 | NA | NA | NA | NA | A-0102-ADTS-C207 | Skid Vendor | 0 | 600 | kPa
C | PG-C2221 | Sodium Hypochlorite Pump P-C222 Pressure Gauge | 1-0102-PPID-C205 | NA | NA | NA | NA | A-0102-ADTS-C207 | Skid Vendor | 0 | 600 | kPa
C | PG-C2231 | Sodium Hypochlorite Pump P-C223 Pressure Gauge | 1-0102-PPID-C205 | NA | NA | NA | NA | A-0102-ADTS-C207 | Skid Vendor | 0 | 600 | kPa
C | PG-C2311 | Sodium Hydroxide Pump P-C231 Pressure Gauge | 1-0102-PPID-C202 | NA | NA | NA | NA | A-0102-ADTS-C207 | Skid Vendor | 0 | 600 | kPa
C | PG-C2321 | Sodium Hydroxide Pump P-C232 Pressure Gauge | 1-0102-PPID-C202 | NA | NA | NA | NA | A-0102-ADTS-C207 | Skid Vendor | 0 | 600 | kPa
C | PG-C2411 | Sodium Hypochlorite Pump P-C241 Pressure Gauge | 1-0102-PPID-C203 | NA | NA | NA | NA | A-0102-ADTS-C207 | Skid Vendor | 0 | 600 | kPa
C | PG-C2421 | Sodium Hypochlorite Pump P-C242 Pressure Gauge | 1-0102-PPID-C203 | NA | NA | NA | NA | A-0102-ADTS-C207 | Skid Vendor | 0 | 600 | kPa
C | PG-C3111 | Sodium Bisulphite Pump P-C311 Pressure Gauge | 1-0102-PPID-C301 | NA | NA | NA | NA | A-0102-ADTS-C304 | Skid Vendor | 0 | 600 | kPa
C | PG-C3121 | Sodium Bisulphite Pump P-C312 Pressure Gauge | 1-0102-PPID-C301 | NA | NA | NA | NA | A-0102-ADTS-C304 | Skid Vendor | 0 | 600 | kPa
C | PG-C4111 | FPS/ HRC RDT Post Dilution Polymer Pump P-C411 Intake Pressure Gauge | 1-0102-PPID-C402 | NA | NA | NA | NA | A-0102-ADTS-C413 | Skid Vendor | 0 | 600 | kPa
C | PG-C4113 | FPS/ HRC RDT Post Dilution Polymer Pump P-C411 Discharge Pressure Gauge | 1-0102-PPID-C402 | NA | NA | NA | NA | A-0102-ADTS-C413 | Skid Vendor | 0 | 600 | kPa
C | PG-C4121 | FPS/ HRC RDT Post Dilution Polymer Pump P-C412 Intake Pressure Gauge | 1-0102-PPID-C402 | NA | NA | NA | NA | A-0102-ADTS-C413 | Skid Vendor | 0 | 600 | kPa
C | PG-C4123 | FPS/ HRC RDT Post Dilution Polymer Pump P-C412 Discharge Pressure Gauge | 1-0102-PPID-C402 | NA | NA | NA | NA | A-0102-ADTS-C413 | Skid Vendor | 0 | 600 | kPa
C | PG-C4131 | FPS/ HRC RDT Post Dilution Polymer Pump P-C413 Intake Pressure Gauge | 1-0102-PPID-C403 | NA | NA | NA | NA | A-0102-ADTS-C413 | Skid Vendor | 0 | 600 | kPa
C | PG-C4133 | FPS/ HRC RDT Post Dilution Polymer Pump P-C413 Discharge Pressure Gauge | 1-0102-PPID-C403 | NA | NA | NA | NA | A-0102-ADTS-C413 | Skid Vendor | 0 | 600 | kPa
C | PG-C4141 | FPS/ HRC RDT Post Dilution Polymer Pump P-C414 Intake Pressure Gauge | 1-0102-PPID-C403 | NA | NA | NA | NA | A-0102-ADTS-C413 | Skid Vendor | 0 | 600 | kPa
C | PG-C4143 | FPS/ HRC RDT Post Dilution Polymer Pump P-C414 Discharge Pressure Gauge | 1-0102-PPID-C403 | NA | NA | NA | NA | A-0102-ADTS-C413 | Skid Vendor | 0 | 600 | kPa
C | PG-C4151 | FPS/ HRC RDT Post Dilution Polymer Pump P-C415 Intake Pressure Gauge | 1-0102-PPID-C404 | NA | NA | NA | NA | A-0102-ADTS-C413 | Skid Vendor | 0 | 600 | kPa
C | PG-C4153 | FPS/ HRC RDT Post Dilution Polymer Pump P-C415 Discharge Pressure Gauge | 1-0102-PPID-C404 | NA | NA | NA | NA | A-0102-ADTS-C413 | Skid Vendor | 0 | 600 | kPa
C | PG-C4163 | FPS/HRC Polymer Pump Skid No.1 S-C410-1 Flushing Water Pressure Gauge | 1-0102-PPID-C402 | NA | NA | NA | NA | A-0102-ADTS-C413 | Skid Vendor | 0 | 600 | kPa
C | PG-C4164 | FPS/HRC Polymer Pump Skid No.1 S-C410-1 Outlet Pressure Gauge | 1-0102-PPID-C402 | NA | NA | NA | NA | A-0102-ADTS-C413 | Skid Vendor | 0 | 600 | kPa
C | PG-C4173 | FPS/ HRC RDT Post Dilution Polymer Pump P-C413 Flushing Water Pressure Gauge | 1-0102-PPID-C403 | NA | NA | NA | NA | A-0102-ADTS-C413 | Skid Vendor | 0 | 600 | kPa
C | PG-C4174 | FPS/ HRC RDT Post Dilution Polymer Pump P-C413 Outlet Pressure Gauge | 1-0102-PPID-C403 | NA | NA | NA | NA | A-0102-ADTS-C413 | Skid Vendor | 0 | 600 | kPa
C | PG-C4183 | FPS/ HRC RDT Post Dilution Polymer Pump P-C415 Flushing Water Pressure Gauge | 1-0102-PPID-C404 | NA | NA | NA | NA | A-0102-ADTS-C413 | Skid Vendor | 0 | 600 | kPa
C | PG-C4184 | FPS/ HRC RDT Post Dilution Polymer Pump P-C415 Outlet Pressure Gauge | 1-0102-PPID-C404 | NA | NA | NA | NA | A-0102-ADTS-C413 | Skid Vendor | 0 | 600 | kPa
C | PG-C4311 | WAS RDT Post Dilution Polymer Pump P-C431 Intake Pressure Gauge | 1-0102-PPID-C406 | NA | NA | NA | NA | A-0102-ADTS-C414 | Skid Vendor | 0 | 600 | kPa
C | PG-C4313 | WAS RDT Post Dilution Polymer Pump P-C431 Discharge Pressure Gauge | 1-0102-PPID-C406 | NA | NA | NA | NA | A-0102-ADTS-C414 | Skid Vendor | 0 | 600 | kPa
C | PG-C4321 | WAS RDT Post Dilution Polymer Pump P-C432 Intake Pressure Gauge | 1-0102-PPID-C406 | NA | NA | NA | NA | A-0102-ADTS-C414 | Skid Vendor | 0 | 600 | kPa
C | PG-C4323 | WAS RDT Post Dilution Polymer Pump P-C432 Discharge Pressure Gauge | 1-0102-PPID-C406 | NA | NA | NA | NA | A-0102-ADTS-C414 | Skid Vendor | 0 | 600 | kPa
C | PG-C4331 | WAS RDT Post Dilution Polymer Pump P-C433 Intake Pressure Gauge | 1-0102-PPID-C407 | NA | NA | NA | NA | A-0102-ADTS-C414 | Skid Vendor | 0 | 600 | kPa
C | PG-C4333 | WAS RDT Post Dilution Polymer Pump P-C433 Discharge Pressure Gauge | 1-0102-PPID-C407 | NA | NA | NA | NA | A-0102-ADTS-C414 | Skid Vendor | 0 | 600 | kPa
C | PG-C4363 | WAS RDT Post Dilution Polymer Pump P-C431 Flushing Water Pressure Gauge | 1-0102-PPID-C406 | NA | NA | NA | NA | A-0102-ADTS-C414 | Skid Vendor | 0 | 600 | kPa
C | PG-C4364 | WAS RDT Post Dilution Polymer Pump P-C431 Outlet Pressure Gauge | 1-0102-PPID-C406 | NA | NA | NA | NA | A-0102-ADTS-C414 | Skid Vendor | 0 | 600 | kPa
C | PG-C4373 | WAS RDT Post Dilution Polymer Pump P-C433 Flushing Water Pressure Gauge | 1-0102-PPID-C407 | NA | NA | NA | NA | A-0102-ADTS-C414 | Skid Vendor | 0 | 600 | kPa
C | PG-C4374 | WAS RDT Post Dilution Polymer Pump P-C433 Outlet Pressure Gauge | 1-0102-PPID-C407 | NA | NA | NA | NA | A-0102-ADTS-C414 | Skid Vendor | 0 | 600 | kPa
C | PG-C4511 | HRC Post Dilution Polymer Pump P-C451 Intake Pressure Gauge | 1-0102-PPID-C409 | NA | NA | NA | NA | A-0102-ADTS-C415 | Skid Vendor | 0 | 600 | kPa
C | PG-C4513 | HRC Post Dilution Polymer Pump P-C451 Discharge Pressure Gauge | 1-0102-PPID-C409 | NA | NA | NA | NA | A-0102-ADTS-C415 | Skid Vendor | 0 | 600 | kPa
C | PG-C4521 | HRC Post Dilution Polymer Pump P-C452 Intake Pressure Gauge | 1-0102-PPID-C409 | NA | NA | NA | NA | A-0102-ADTS-C415 | Skid Vendor | 0 | 600 | kPa
C | PG-C4523 | HRC Post Dilution Polymer Pump P-C452 Discharge Pressure Gauge | 1-0102-PPID-C409 | NA | NA | NA | NA | A-0102-ADTS-C415 | Skid Vendor | 0 | 600 | kPa
C | PG-C4531 | HRC Post Dilution Polymer Pump P-C453 Intake Pressure Gauge | 1-0102-PPID-C410 | NA | NA | NA | NA | A-0102-ADTS-C415 | Skid Vendor | 0 | 600 | kPa
C | PG-C4533 | HRC Post Dilution Polymer Pump P-C453 Discharge Pressure Gauge | 1-0102-PPID-C410 | NA | NA | NA | NA | A-0102-ADTS-C415 | Skid Vendor | 0 | 600 | kPa
C | PG-C4565 | Secondary Clarifier Polymer Make Down S-C464 Non-Potable Tempered Domestic Water Pressure Gauge | 1-0102-PPID-C409 | NA | NA | NA | NA | A-0102-ADTS-C415 | Skid Vendor | 0 | 600 | kPa
C | PG-C4566 | Secondary Clarifier Polymer Make Down S-C464 Static Mixer Water Pressure Gauge | 1-0102-PPID-C409 | NA | NA | NA | NA | A-0102-ADTS-C415 | Skid Vendor | 0 | 600 | kPa
C | PG-C4575 | HRC Post Dilution Polymer Pump P-C453 Flushing Water Pressure Gauge | 1-0102-PPID-C410 | NA | NA | NA | NA | A-0102-ADTS-C415 | Skid Vendor | 0 | 600 | kPa
C | PG-C4576 | HRC Post Dilution Polymer Pump P-C453 Outlet Pressure Gauge | 1-0102-PPID-C410 | NA | NA | NA | NA | A-0102-ADTS-C415 | Skid Vendor | 0 | 600 | kPa
C | PG-C4711 | Secondary Clarifier Post Dilution Polymer Pump P-C471 Intake Pressure Gauge | 1-0102-PPID-C412 | NA | NA | NA | NA | A-0102-ADTS-C416 | Skid Vendor | 0 | 600 | kPa
C | PG-C4713 | Secondary Clarifier Post Dilution Polymer Pump P-C471 Discharge Pressure Gauge | 1-0102-PPID-C412 | NA | NA | NA | NA | A-0102-ADTS-C416 | Skid Vendor | 0 | 600 | kPa
C | PG-C4721 | Secondary Clarifier Post Dilution Polymer Pump P-C472 Intake Pressure Gauge | 1-0102-PPID-C412 | NA | NA | NA | NA | A-0102-ADTS-C416 | Skid Vendor | 0 | 600 | kPa
C | PG-C4723 | Secondary Clarifier Post Dilution Polymer Pump P-C472 Discharge Pressure Gauge | 1-0102-PPID-C412 | NA | NA | NA | NA | A-0102-ADTS-C416 | Skid Vendor | 0 | 600 | kPa
C | PG-C4763 | Secondary Clarifier Post Dilution Polymer Pump P-C471 Flushing Water Pressure Gauge | 1-0102-PPID-C412 | NA | NA | NA | NA | A-0102-ADTS-C416 | Skid Vendor | 0 | 600 | kPa
C | PG-C4764 | Secondary Clarifier Post Dilution Polymer Skid Pump S-C470 Outlet Pressure Gauge | 1-0102-PPID-C412 | NA | NA | NA | NA | A-0102-ADTS-C416 | Skid Vendor | 0 | 600 | kPa
C | PSH-C1111 | Bioreactor Ferric Chloride Pump P-C111 Discharge Pressure Switch | 1-0102-PPID-C102 | 1-0102-AGAD-C012 | 1-0102-AILD-C108 | NA | NA | By Skid Vendor | Skid Vendor | NA | NA | NA | Wired By I&C Contractor
C | PSH-C1121 | Bioreactor Ferric Chloride Pump P-C112 Discharge Pressure Switch | 1-0102-PPID-C102 | 1-0102-AGAD-C012 | 1-0102-AILD-C108 | NA | NA | By Skid Vendor | Skid Vendor | NA | NA | NA | Wired By I&C Contractor
C | PSH-C1131 | Bioreactor Ferric Chloride Pump P-C113 Discharge Pressure Switch | 1-0102-PPID-C102 | 1-0102-AGAD-C012 | 1-0102-AILD-C108 | NA | NA | By Skid Vendor | Skid Vendor | NA | NA | NA | Wired By I&C Contractor
C | PSH-C1141 | Bioreactor Ferric Chloride Pump P-C114 Discharge Pressure Switch | 1-0102-PPID-C103 | 1-0102-AGAD-C012 | 1-0102-AILD-C109 | NA | NA | By Skid Vendor | Skid Vendor | NA | NA | NA | Wired By I&C Contractor
C | PSH-C1151 | Bioreactor Ferric Chloride Pump P-C115 Discharge Pressure Switch | 1-0102-PPID-C103 | 1-0102-AGAD-C012 | 1-0102-AILD-C109 | NA | NA | By Skid Vendor | Skid Vendor | NA | NA | NA | Wired By I&C Contractor
C | PSH-C1161 | Bioreactor Ferric Chloride Pump P-C116 Discharge Pressure Switch | 1-0102-PPID-C103 | 1-0102-AGAD-C012 | 1-0102-AILD-C109 | NA | NA | By Skid Vendor | Skid Vendor | NA | NA | NA | Wired By I&C Contractor
C | PSH-C1211 | HRC Ferric Chloride Pump P-C121 Discharge Pressure Switch | 1-0102-PPID-C104 | 1-0102-AGAD-C012 | 1-0102-AILD-C110 | NA | NA | By Skid Vendor | Skid Vendor | NA | NA | NA | Wired By I&C Contractor
C | PSH-C1221 | HRC Ferric Chloride Pump P-C122 Discharge Pressure Switch | 1-0102-PPID-C104 | 1-0102-AGAD-C012 | 1-0102-AILD-C110 | NA | NA | By Skid Vendor | Skid Vendor | NA | NA | NA | Wired By I&C Contractor
C | PSH-C1231 | HRC Ferric Chloride Pump P-C123 Discharge Pressure Switch | 1-0102-PPID-C104 | 1-0102-AGAD-C012 | 1-0102-AILD-C110 | NA | NA | By Skid Vendor | Skid Vendor | NA | NA | NA | Wired By I&C Contractor
C | PSH-C1311 | HRC Ferric Chloride Pump P-C131 Discharge Pressure Switch | 1-0102-PPID-C105 | 1-0102-AGAD-C012 | 1-0102-AILD-C111 | NA | NA | By Skid Vendor | Skid Vendor | NA | NA | NA | Wired By I&C Contractor
C | PSH-C1321 | HRC Ferric Chloride Pump P-C132 Discharge Pressure Switch | 1-0102-PPID-C105 | 1-0102-AGAD-C012 | 1-0102-AILD-C111 | NA | NA | By Skid Vendor | Skid Vendor | NA | NA | NA | Wired By I&C Contractor
C | PSH-C1331 | HRC Ferric Chloride Pump P-C133 Discharge Pressure Switch | 1-0102-PPID-C105 | 1-0102-AGAD-C012 | 1-0102-AILD-C111 | NA | NA | By Skid Vendor | Skid Vendor | NA | NA | NA | Wired By I&C Contractor
C | PSH-C2111 | Sodium Hypochlorite Pump P-C211 Discharge Pressure Switch | 1-0102-PPID-C204 | 1-0102-AGAD-C012 | 1-0102-AILD-C210 | NA | NA | By Skid Vendor | Skid Vendor | NA | NA | NA | Wired By I&C Contractor
C | PSH-C2121 | Sodium Hypochlorite Pump P-C212 Discharge Pressure Switch | 1-0102-PPID-C204 | 1-0102-AGAD-C012 | 1-0102-AILD-C210 | NA | NA | By Skid Vendor | Skid Vendor | NA | NA | NA | Wired By I&C Contractor
C | PSH-C2211 | Sodium Hypochlorite Pump P-C221 Discharge Pressure Switch | 1-0102-PPID-C205 | 1-0102-AGAD-C012 | 1-0102-AILD-C211 | NA | NA | By Skid Vendor | Skid Vendor | NA | NA | NA | Wired By I&C Contractor
C | PSH-C2221 | Sodium Hypochlorite Pump P-C222 Discharge Pressure Switch | 1-0102-PPID-C205 | 1-0102-AGAD-C012 | 1-0102-AILD-C211 | NA | NA | By Skid Vendor | Skid Vendor | NA | NA | NA | Wired By I&C Contractor
C | PSH-C2231 | Sodium Hypochlorite Pump P-C223 Discharge Pressure Switch | 1-0102-PPID-C205 | 1-0102-AGAD-C012 | 1-0102-AILD-C211 | NA | NA | By Skid Vendor | Skid Vendor | NA | NA | NA | Wired By I&C Contractor
C | PSH-C2311 | Sodium Hydroxide Pump P-C231 Discharge Pressure Switch | 1-0102-PPID-C202 | 1-0102-AGAD-C012 | 1-0102-AILD-C208 | NA | NA | By Skid Vendor | Skid Vendor | NA | NA | NA | Wired By I&C Contractor
C | PSH-C2321 | Sodium Hydroxide Pump P-C232 Discharge Pressure Switch | 1-0102-PPID-C202 | 1-0102-AGAD-C012 | 1-0102-AILD-C208 | NA | NA | By Skid Vendor | Skid Vendor | NA | NA | NA | Wired By I&C Contractor
C | PSH-C2411 | Sodium Hypochlorite Pump P-C241 Discharge Pressure Switch | 1-0102-PPID-C203 | 1-0102-AGAD-C012 | 1-0102-AILD-C209 | NA | NA | By Skid Vendor | Skid Vendor | NA | NA | NA | Wired By I&C Contractor
C | PSH-C2421 | Sodium Hypochlorite Pump P-C242 Discharge Pressure Switch | 1-0102-PPID-C203 | 1-0102-AGAD-C012 | 1-0102-AILD-C209 | NA | NA | By Skid Vendor | Skid Vendor | NA | NA | NA | Wired By I&C Contractor
C | PSH-C3111 | Sodium Bisulphite Pump P-C311 Discharge Pressure Switch | 1-0102-PPID-C301 | 1-0102-AGAD-C012 | 1-0102-AILD-C304 | NA | NA | By Skid Vendor | Skid Vendor | NA | NA | NA | Wired By I&C Contractor
C | PSH-C3121 | Sodium Bisulphite Pump P-C312 Discharge Pressure Switch | 1-0102-PPID-C301 | 1-0102-AGAD-C012 | 1-0102-AILD-C304 | NA | NA | By Skid Vendor | Skid Vendor | NA | NA | NA | Wired By I&C Contractor
C | PSH-C4113 | FPS/ HRC RDT Post Dilution Polymer Pump P-C411 Discharge Pressure Switch | 1-0102-PPID-C402 | 1-0102-AGAD-C011 | 1-0102-AILD-C404 | NA | NA | By Skid Vendor | Skid Vendor | NA | NA | NA | Wired By I&C Contractor
C | PSH-C4123 | FPS/ HRC RDT Post Dilution Polymer Pump P-C412 Discharge Pressure Switch | 1-0102-PPID-C402 | 1-0102-AGAD-C011 | 1-0102-AILD-C404 | NA | NA | By Skid Vendor | Skid Vendor | NA | NA | NA | Wired By I&C Contractor
C | PSH-C4133 | FPS/ HRC RDT Post Dilution Polymer Pump P-C413 Discharge Pressure Switch | 1-0102-PPID-C403 | 1-0102-AGAD-C011 | 1-0102-AILD-C406 | NA | NA | By Skid Vendor | Skid Vendor | NA | NA | NA | Wired By I&C Contractor
C | PSH-C4143 | FPS/ HRC RDT Post Dilution Polymer Pump P-C414 Discharge Pressure Switch | 1-0102-PPID-C403 | 1-0102-AGAD-C011 | 1-0102-AILD-C406 | NA | NA | By Skid Vendor | Skid Vendor | NA | NA | NA | Wired By I&C Contractor
C | PSH-C4153 | FPS/ HRC RDT Post Dilution Polymer Pump P-C415 Discharge Pressure Switch | 1-0102-PPID-C404 | 1-0102-AGAD-C011 | 1-0102-AILD-C406 | NA | NA | By Skid Vendor | Skid Vendor | NA | NA | NA | Wired By I&C Contractor
C | PSH-C4313 | WAS RDT Post Dilution Polymer Pump P-C431 Discharge Pressure Switch | 1-0102-PPID-C406 | 1-0102-AGAD-C011 | 1-0102-AILD-C422 | NA | NA | By Skid Vendor | Skid Vendor | NA | NA | NA | Wired By I&C Contractor
C | PSH-C4323 | WAS RDT Post Dilution Polymer Pump P-C432 Discharge Pressure Switch | 1-0102-PPID-C406 | 1-0102-AGAD-C011 | 1-0102-AILD-C422 | NA | NA | By Skid Vendor | Skid Vendor | NA | NA | NA | Wired By I&C Contractor
C | PSH-C4333 | WAS RDT Post Dilution Polymer Pump P-C433 Discharge Pressure Switch | 1-0102-PPID-C407 | 1-0102-AGAD-C011 | 1-0102-AILD-C422 | NA | NA | By Skid Vendor | Skid Vendor | NA | NA | NA | Wired By I&C Contractor
C | PSH-C4513 | HRC Post Dilution Polymer Pump P-C451 Discharge Pressure Switch | 1-0102-PPID-C409 | 1-0102-AGAD-C010 | 1-0102-AILD-C444 | NA | NA | By Skid Vendor | Skid Vendor | NA | NA | NA | Wired By I&C Contractor
C | PSH-C4523 | HRC Post Dilution Polymer Pump P-C452 Discharge Pressure Switch | 1-0102-PPID-C409 | 1-0102-AGAD-C010 | 1-0102-AILD-C444 | NA | NA | By Skid Vendor | Skid Vendor | NA | NA | NA | Wired By I&C Contractor
C | PSH-C4533 | HRC Post Dilution Polymer Pump P-C453 Discharge Pressure Switch | 1-0102-PPID-C410 | 1-0102-AGAD-C010 | 1-0102-AILD-C444 | NA | NA | By Skid Vendor | Skid Vendor | NA | NA | NA | Wired By I&C Contractor
C | PSH-C4713 | Secondary Clarifier Post Dilution Polymer Pump P-C471 Discharge Pressure Switch | 1-0102-PPID-C412 | 1-0102-AGAD-C010 | 1-0102-AILD-C462 | NA | NA | By Skid Vendor | Skid Vendor | NA | NA | NA | Wired By I&C Contractor
C | PSH-C4723 | Secondary Clarifier Post Dilution Polymer Pump P-C472 Discharge Pressure Switch | 1-0102-PPID-C412 | 1-0102-AGAD-C010 | 1-0102-AILD-C462 | NA | NA | By Skid Vendor | Skid Vendor | NA | NA | NA | Wired By I&C Contractor
C | TG-C2054 | Sodium Hydroxide Bulk Storage Tank TK-C205 Temperature Gauge | 1-0102-PPID-C201 | NA | NA | NA | NA | By Tank Vendor | Tank Vendor | By Vendor | By Vendor | By Vendor
C | TG-C3014 | Sodium Bisulphite Tank TK-C301 High Temperature Gauge | 1-0102-PPID-C301 | NA | NA | NA | NA | By Tank Vendor | Tank Vendor | By Vendor | By Vendor | By Vendor
C | TIT-C2055 | Sodium Hydroxide Bulk Storage Tank TK-C205 High Temperature Transmitter | 1-0102-PPID-C201 | 1-0102-AGAD-C012 | NA | 1-0102-AIFS-C004 | 1-0102-ADTL-A004 | A-0102-ADTS-C208 | Contractor - I&C | -40 | 40 | °C
C | TIT-C3015 | Sodium Bisulphite Tank TK-C301 High Temperature Transmitter | 1-0102-PPID-C301 | 1-0102-AGAD-C012 | NA | 1-0102-AIFS-C004 | 1-0102-ADTL-A004 | A-0102-ADTS-C305 | Contractor - I&C | -40 | 40 | °C
C | TSH-C2054 | Sodium Hydroxide Bulk Storage Tank TK-C205 High Temperature Switch | 1-0102-PPID-C201 | 1-0102-AGAD-C012 | 1-0102-AILD-C214 | NA | NA | Tank Vendor | Tank Vendor | NA | NA | NA
C | TSH-C3014 | Sodium Bisulphite Tank TK-C301 High Temperature Switch | 1-0102-PPID-C301 | 1-0102-AGAD-C012 | 1-0102-AILD-C306 | NA | NA | Tank Vendor | Tank Vendor | NA | NA | NA
C | TSL-C6113 | Chemical Rooms AHU-C611 Low Temperature Switch | 1-0102-PPID-C601 | NA | 1-0102-AILD-C611 | NA | NA | NA | AHU Vendor | NA | NA | NA | Part of Packaged unit
C | TSL-C6123 | Chemical Rooms AHU-C612 Low Temperature Switch | 1-0102-PPID-C602 | NA | 1-0102-AILD-C612 | NA | NA | NA | AHU Vendor | NA | NA | NA | Part of Packaged unit
C | TSL-C6203 | Service Tunnel And Cable Access Area AHU-C620 Low Temperature Switch | 1-0102-PPID-C603 | NA | 1-0102-AILD-C620 | NA | NA | NA | AHU Vendor | NA | NA | NA | Part of Packaged unit
C | TSL-C6251-1 | Cable Service Room Heater HTR-C625-1 Low Temperature Switch | 1-0102-PPID-C606 | 1-0102-AGAD-C013 | 1-0102-AILD-C625 | NA | 1-0102-ADTL-A004 | See Spec. | Contractor - I&C | NA | NA | NA
C | TSL-C6251-2 | Cable Service Room Heater HTR-C625-2 Low Temperature Switch | 1-0102-PPID-C606 | 1-0102-AGAD-C013 | 1-0102-AILD-C625 | NA | 1-0102-ADTL-A004 | See Spec. | Contractor - I&C | NA | NA | NA
C | TSL-C6541 | Mehcanical Room 1 Unit Heater UH-C654 Low Temperature Switch | 1-0102-PPID-C607 | 1-0102-AGAD-C002 | 1-0102-AILD-C650 | NA | 1-0102-ADTL-A004 | See Spec. | Contractor - I&C | NA | NA | NA
C | TSL-C6551 | Mehcanical Room 2 Unit Heater UH-C655 Low Temperature Switch | 1-0102-PPID-C607 | 1-0102-AGAD-C003 | 1-0102-AILD-C651 | NA | 1-0102-ADTL-A004 | See Spec. | Contractor - I&C | NA | NA | NA
C | TSL-C6631-1 | Generator Room Unit Heater UH-C663-1 Low Temperature Switch | 1-0102-PPID-C608 | 1-0102-AGAD-C014 | 1-0102-AILD-C660 | NA | 1-0102-ADTL-A004 | See Spec. | Contractor - I&C | NA | NA | NA
C | TSL-C6631-2 | Generator Room Unit Heater UH-C663-2 Low Temperature Switch | 1-0102-PPID-C608 | 1-0102-AGAD-C014 | 1-0102-AILD-C660 | NA | 1-0102-ADTL-A004 | See Spec. | Contractor - I&C | NA | NA | NA
C | TT-C6114 | Chemical Rooms AHU-C611 Temperature Transmitter | 1-0102-PPID-C601 | NA | 1-0102-AILD-C611 | NA | NA | NA | AHU Vendor | By Vendor | By Vendor | By Vendor | Part of Packaged unit
C | TT-C6124 | Chemical Rooms AHU-C612 Temperature Transmitter | 1-0102-PPID-C602 | NA | 1-0102-AILD-C612 | NA | NA | NA | AHU Vendor | By Vendor | By Vendor | By Vendor | Part of Packaged unit
C | TT-C6171 | Chemical Loading Platform Temperature Transmitter | 1-0102-PPID-C605 | 1-0102-AGAD-C015 | 1-0102-AILD-C617 | NA | 1-0102-ADTL-A004 | A-0102-ADTS-C605 | Contractor - I&C | 0 | 50 | °C
C | TT-C6172 | Chemical Containment Room Temperature Transmitter | 1-0102-PPID-C605 | 1-0102-AGAD-C011 | 1-0102-AILD-C617 | NA | 1-0102-ADTL-A004 | A-0102-ADTS-C605 | Contractor - I&C | 0 | 50 | °C
C | TT-C6204 | Service Tunnel And Cable Access Area AHU-C620 Temperature Transmitter | 1-0102-PPID-C603 | NA | 1-0102-AILD-C620 | NA | NA | NA | AHU Vendor | By Vendor | By Vendor | By Vendor | Part of Packaged unit
C | TT-C6231 | Gallery 6 Temperature Transmitter | 1-0102-PPID-C606 | 1-0102-AGAD-C013 | 1-0102-AILD-C624 | NA | 1-0102-ADTL-A004 | A-0102-ADTS-C605 | Contractor - I&C | 0 | 50 | °C
C | TT-C6241 | Gallery 7 Temperature Transmitter | 1-0102-PPID-C606 | 1-0102-AGAD-C013 | 1-0102-AILD-C624 | NA | 1-0102-ADTL-A004 | A-0102-ADTS-C605 | Contractor - I&C | 0 | 50 | °C
C | TT-C6252 | Cable Service Room Temperature Transmitter | 1-0102-PPID-C606 | 1-0102-AGAD-C013 | 1-0102-AILD-C625 | NA | 1-0102-ADTL-A004 | A-0102-ADTS-C605 | Contractor - I&C | 0 | 50 | °C
C | TT-C6407 | Electrical Room Temperature Transmitter | 1-0102-PPID-C604 | 1-0102-EGAD-C001 | 1-0102-AILD-C647 | NA | NA | See Spec. | Contractor - I&C | 4 | 32 | °C
C | TT-C6408 | Automation Room Temperature Transmitter | 1-0102-PPID-C604 | 1-0102-AGAD-C001 | 1-0102-AILD-C647 | NA | NA | See Spec. | Contractor - I&C | 4 | 32 | °C
C | TT-C6542 | Mechanical Room 1 Temperature Transmitter | 1-0102-PPID-C607 | 1-0102-AGAD-C002 | 1-0102-AILD-C650 | NA | 1-0102-ADTL-A004 | A-0102-ADTS-C605 | Contractor - I&C | 0 | 50 | °C
C | TT-C6552 | Mechanical Room 2 Temperature Transmitter | 1-0102-PPID-C607 | 1-0102-AGAD-C003 | 1-0102-AILD-C651 | NA | 1-0102-ADTL-A004 | A-0102-ADTS-C605 | Contractor - I&C | 0 | 50 | °C
C | TT-C6671 | Generator Room Room Temperature Transmitter | 1-0102-PPID-C608 | 1-0102-AGAD-C014 | 1-0102-AILD-C660 | NA | 1-0102-ADTL-A004 | A-0102-ADTS-C605 | Contractor - I&C | 0 | 50 | °C
C | TT-C6711 | Outdoor Air Temperature Transmitter | 1-0102-PPID-C603 | 1-0102-AGAD-C002 | 1-0102-AILD-C647 | NA | 1-0102-ADTL-A004 | A-0102-ADTS-C605 | Contractor - I&C | 0 | 50 | °C
C | TV-C6653-1 | Generator GEN-C572 To Atmosphere Discharge Air Damper 1 | 1-0102-PPID-C608 | 1-0102-AGAD-C014 | 1-0102-AILD-C665 | NA | By Mech. | See Spec. - Mech. | Contractor - Mech. | NA | NA | NA
C | TV-C6653-2 | Generator GEN-C572 To Atmosphere Discharge Air Damper 2 | 1-0102-PPID-C608 | 1-0102-AGAD-C014 | 1-0102-AILD-C665 | NA | By Mech. | See Spec. - Mech. | Contractor - Mech. | NA | NA | NA
C | TV-C6653-3 | Generator GEN-C572 To Atmosphere Discharge Air Damper 3 | 1-0102-PPID-C608 | 1-0102-AGAD-C014 | 1-0102-AILD-C665 | NA | By Mech. | See Spec. - Mech. | Contractor - Mech. | NA | NA | NA
C | TV-C6653-4 | Generator GEN-C572 To Atmosphere Discharge Air Damper 4 | 1-0102-PPID-C608 | 1-0102-AGAD-C014 | 1-0102-AILD-C665 | NA | By Mech. | See Spec. - Mech. | Contractor - Mech. | NA | NA | NA
C | TV-C6654 | Generator GEN-C572 To Generator Room Recirculation Air Damper | 1-0102-PPID-C608 | 1-0102-AGAD-C014 | 1-0102-AILD-C666 | NA | By Mech. | See Spec. - Mech. | Contractor - Mech. | NA | NA | NA
C | TV-C6655 | Generator GEN-C572 To Generator Room Recirculation Air Damper | 1-0102-PPID-C608 | 1-0102-AGAD-C014 | 1-0102-AILD-C667 | NA | By Mech. | See Spec. - Mech. | Contractor - Mech. | NA | NA | NA
C | TV-C6656-1 | Generator GEN-C572 To Generator Room Recirculation Air Damper 1 | 1-0102-PPID-C608 | 1-0102-AGAD-C014 | 1-0102-AILD-C668 | NA | By Mech. | See Spec. - Mech. | Contractor - Mech. | NA | NA | NA
C | TV-C6656-2 | Generator GEN-C572 To Generator Room Recirculation Air Damper 2 | 1-0102-PPID-C608 | 1-0102-AGAD-C014 | 1-0102-AILD-C668 | NA | By Mech. | See Spec. - Mech. | Contractor - Mech. | NA | NA | NA
C | TV-C6657-1 | Generator GEN-C572 To Generator Room Recirculation Air Damper 1 | 1-0102-PPID-C608 | 1-0102-AGAD-C014 | 1-0102-AILD-C669 | NA | By Mech. | See Spec. - Mech. | Contractor - Mech. | NA | NA | NA
C | TV-C6657-2 | Generator GEN-C572 To Generator Room Recirculation Air Damper 2 | 1-0102-PPID-C608 | 1-0102-AGAD-C014 | 1-0102-AILD-C669 | NA | By Mech. | See Spec. - Mech. | Contractor - Mech. | NA | NA | NA
C | TV-C6663-1 | Generator GEN-C582 To Atmosphere Discharge Air Damper 1 | 1-0102-PPID-C608 | 1-0102-AGAD-C014 | 1-0102-AILD-C670 | NA | By Mech. | See Spec. - Mech. | Contractor - Mech. | NA | NA | NA
C | TV-C6663-2 | Generator GEN-C582 To Atmosphere Discharge Air Damper 2 | 1-0102-PPID-C608 | 1-0102-AGAD-C014 | 1-0102-AILD-C670 | NA | By Mech. | See Spec. - Mech. | Contractor - Mech. | NA | NA | NA
C | TV-C6663-3 | Generator GEN-C582 To Atmosphere Discharge Air Damper 3 | 1-0102-PPID-C608 | 1-0102-AGAD-C014 | 1-0102-AILD-C670 | NA | By Mech. | See Spec. - Mech. | Contractor - Mech. | NA | NA | NA
C | TV-C6663-4 | Generator GEN-C582 To Atmosphere Discharge Air Damper 4 | 1-0102-PPID-C608 | 1-0102-AGAD-C014 | 1-0102-AILD-C670 | NA | By Mech. | See Spec. - Mech. | Contractor - Mech. | NA | NA | NA
C | TV-C6664 | Generator GEN-C582 To Generator Room Recirculation Air Damper | 1-0102-PPID-C608 | 1-0102-AGAD-C014 | 1-0102-AILD-C671 | NA | By Mech. | See Spec. - Mech. | Contractor - Mech. | NA | NA | NA
C | TV-C6665 | Generator GEN-C582 To Generator Room Recirculation Air Damper | 1-0102-PPID-C608 | 1-0102-AGAD-C014 | 1-0102-AILD-C672 | NA | By Mech. | See Spec. - Mech. | Contractor - Mech. | NA | NA | NA
C | TV-C6666-1 | Generator GEN-C582 To Generator Room Recirculation Air Damper 1 | 1-0102-PPID-C608 | 1-0102-AGAD-C014 | 1-0102-AILD-C673 | NA | By Mech. | See Spec. - Mech. | Contractor - Mech. | NA | NA | NA
C | TV-C6666-2 | Generator GEN-C582 To Generator Room Recirculation Air Damper 2 | 1-0102-PPID-C608 | 1-0102-AGAD-C014 | 1-0102-AILD-C673 | NA | By Mech. | See Spec. - Mech. | Contractor - Mech. | NA | NA | NA
C | TV-C6667-1 | Generator GEN-C582 To Generator Room Recirculation Air Damper 1 | 1-0102-PPID-C608 | 1-0102-AGAD-C014 | 1-0102-AILD-C674 | NA | By Mech. | See Spec. - Mech. | Contractor - Mech. | NA | NA | NA
C | TV-C6667-2 | Generator GEN-C582 To Generator Room Recirculation Air Damper 2 | 1-0102-PPID-C608 | 1-0102-AGAD-C014 | 1-0102-AILD-C674 | NA | By Mech. | See Spec. - Mech. | Contractor - Mech. | NA | NA | NA
C | XS-C0103 | Chemical Containment Holding Tank TK-C010 Leak Sensor | 1-0102-PPID-C001 | 1-0102-AGAD-C016 | 1-0102-AILD-C001 | NA | By Tank Vendor | By Tank Vendor | Tank Vendor | By Contractor | By Contractor | By Contractor
C | XS-C5603 | Above Ground Fuel Diesel Storage Tank TK-C560 Leak Sensor | 1-0102-PPID-C510 | 1-0102-AGAD-C014 | 1-0102-AILD-C562 | NA | By System Vendor | By System Vendor | Fuel Storage And Tanks System Vendor | By Vendor | By Vendor | By Vendor
C | XS-C5703 | Fuel Diesel Day Tank TK-C570 Leak Sensor | 1-0102-PPID-C511 | 1-0102-AGAD-C014 | 1-0102-AILD-C570 | NA | By System Vendor | By System Vendor | Fuel Storage And Tanks System Vendor | By Contractor | By Contractor | By Contractor
C | XS-C5803 | Fuel Diesel Day Tank TK-C580 Leak Sensor | 1-0102-PPID-C512 | 1-0102-AGAD-C014 | 1-0102-AILD-C580 | NA | By System Vendor | By System Vendor | Fuel Storage And Tanks System Vendor | By Contractor | By Contractor | By Contractor
C | XS-C9711 | Gallery 6 Motion Detector | 1-0102-PPID-C901 | 1-0102-AGAD-C013 | 1-0102-AILD-C908 | NA | NA | See Spec. | Contractor - I&C | By Contractor | By Contractor | By Contractor
C | XS-C9721 | Gallery 7 Motion Detector | 1-0102-PPID-C901 | 1-0102-AGAD-C013 | 1-0102-AILD-C908 | NA | NA | See Spec. | Contractor - I&C | By Contractor | By Contractor | By Contractor
C | XV-C1012 | Ferric Chloride Bulk Storage Tank No.1 TK-C101 Inlet Valve | 1-0102-PPID-C101 | 1-0102-AGAD-C015 | 1-0102-AILD-C101 | NA | By Mech. | See Spec. - Mech. | Contractor - Mech. | NA | NA | NA
C | XV-C1013 | Ferric Chloride Bulk Storage Tank No.1 TK-C101 Outlet Valve | 1-0102-PPID-C101 | 1-0102-AGAD-C012 | 1-0102-AILD-C102 | NA | By Mech. | See Spec. - Mech. | Contractor - Mech. | NA | NA | NA
C | XV-C1022 | Ferric Chloride Bulk Storage Tank No.2 TK-C102 Inlet Valve | 1-0102-PPID-C101 | 1-0102-AGAD-C015 | 1-0102-AILD-C103 | NA | By Mech. | See Spec. - Mech. | Contractor - Mech. | NA | NA | NA
C | XV-C1023 | Ferric Chloride Bulk Storage Tank No.2 TK-C102 Outlet Valve | 1-0102-PPID-C101 | 1-0102-AGAD-C012 | 1-0102-AILD-C104 | NA | By Mech. | See Spec. - Mech. | Contractor - Mech. | NA | NA | NA
C | XV-C1032 | Ferric Chloride Bulk Storage Tank No.3 TK-C103 Inlet Valve | 1-0102-PPID-C101 | 1-0102-AGAD-C015 | 1-0102-AILD-C105 | NA | By Mech. | See Spec. - Mech. | Contractor - Mech. | NA | NA | NA
C | XV-C1033 | Ferric Chloride Bulk Storage Tank No.3 TK-C103 Outlet Valve | 1-0102-PPID-C101 | 1-0102-AGAD-C012 | 1-0102-AILD-C106 | NA | By Mech. | See Spec. - Mech. | Contractor - Mech. | NA | NA | NA
C | XV-C2012 | Sodium Hypochlorite Bulk Storage Tank No.1 TK-C201 Inlet Valve | 1-0102-PPID-C201 | 1-0102-AGAD-C015 | 1-0102-AILD-C201 | NA | By Mech. | See Spec. - Mech. | Contractor - Mech. | NA | NA | NA
C | XV-C2013 | Sodium Hypochlorite Bulk Storage Tank No.1 TK-C201 Discharge Valve | 1-0102-PPID-C201 | 1-0102-AGAD-C012 | 1-0102-AILD-C202 | NA | By Mech. | See Spec. - Mech. | Contractor - Mech. | NA | NA | NA
C | XV-C2022 | Sodium Hypochlorite Bulk Storage Tank No.2 TK-C202 Inlet Valve | 1-0102-PPID-C201 | 1-0102-AGAD-C015 | 1-0102-AILD-C203 | NA | By Mech. | See Spec. - Mech. | Contractor - Mech. | NA | NA | NA
C | XV-C2023 | Sodium Hypochlorite Bulk Storage Tank No.2 TK-C202 Discharge Valve | 1-0102-PPID-C201 | 1-0102-AGAD-C012 | 1-0102-AILD-C204 | NA | By Mech. | See Spec. - Mech. | Contractor - Mech. | NA | NA | NA
C | XV-C2052 | Sodium Hydroxide Bulk Storage Tank TK-C205 Inlet Valve | 1-0102-PPID-C201 | 1-0102-AGAD-C015 | 1-0102-AILD-C205 | NA | By Mech. | See Spec. - Mech. | Contractor - Mech. | NA | NA | NA
C | XV-C2053 | Sodium Hydroxide Bulk Storage Tank No.2 TK-C205 Discharge Valve | 1-0102-PPID-C201 | 1-0102-AGAD-C012 | 1-0102-AILD-C206 | NA | By Mech. | See Spec. - Mech. | Contractor - Mech. | NA | NA | NA
C | XV-C2223 | Sodium Hypochlorite Standby Pump P-C222 Outlet Control Valve | 1-0102-PPID-C205 | 1-0102-AGAD-C012 | 1-0102-AILD-C212 | NA | By Mech. | See Spec. - Mech. | Contractor - Mech. | NA | NA | NA
C | XV-C2224 | Sodium Hypochlorite Standby Pump P-C222 Outlet Control Valve | 1-0102-PPID-C205 | 1-0102-AGAD-C012 | 1-0102-AILD-C213 | NA | By Mech. | See Spec. - Mech. | Contractor - Mech. | NA | NA | NA
C | XV-C3012 | Sodium Bisulphite Tank TK-C301 Inlet Valve | 1-0102-PPID-C301 | 1-0102-AGAD-C015 | 1-0102-AILD-C301 | NA | By Mech. | See Spec. - Mech. | Contractor - Mech. | NA | NA | NA
C | XV-C3013 | Sodium Bisulphite Tank TK-C301 Outlet Valve | 1-0102-PPID-C301 | 1-0102-AGAD-C012 | 1-0102-AILD-C302 | NA | By Mech. | See Spec. - Mech. | Contractor - Mech. | NA | NA | NA
C | XV-C4014 | FPS/HRC RTD Polymer Mix Tank TK-C401 Inlet Valve From Skid | 1-0102-PPID-C401 | 1-0102-AGAD-C015 | See Vendor Drawing | NA | NA | By Skid Vendor | Skid Vendor | NA | NA | NA | Wired By I&C Contractor
C | XV-C4024 | FPS/HRC RTD Polymer Aging Tank TK-C402 Inlet Valve From Skid | 1-0102-PPID-C401 | 1-0102-AGAD-C011 | See Vendor Drawing | NA | NA | By Skid Vendor | Skid Vendor | NA | NA | NA | Wired By I&C Contractor
C | XV-C4025 | FPS/HRC RTD Polymer Aging Tank TK-C402 Inlet Valve From Mix Tank | 1-0102-PPID-C401 | 1-0102-AGAD-C011 | See Vendor Drawing | NA | NA | By Skid Vendor | Skid Vendor | NA | NA | NA | Wired By I&C Contractor
C | XV-C4026 | FPS/HRC RTD Polymer Aging Tank TK-C403 Inlet Valve From Mix Tank | 1-0102-PPID-C401 | 1-0102-AGAD-C011 | See Vendor Drawing | NA | NA | By Skid Vendor | Skid Vendor | NA | NA | NA | Wired By I&C Contractor
C | XV-C4034 | FPS/HRC RTD Polymer Aging Tank TK-C403 Inlet Valve From Skid | 1-0102-PPID-C401 | 1-0102-AGAD-C011 | See Vendor Drawing | NA | NA | By Skid Vendor | Skid Vendor | NA | NA | NA | Wired By I&C Contractor
C | XV-C4035 | FPS/HRC RTD Polymer Aging Tank TK-C402 Outlet Valve | 1-0102-PPID-C401 | 1-0102-AGAD-C011 | See Vendor Drawing | NA | NA | By Skid Vendor | Skid Vendor | NA | NA | NA | Wired By I&C Contractor
C | XV-C4036 | FPS/HRC RTD Polymer Aging Tank TK-C403 Outlet Valve | 1-0102-PPID-C401 | 1-0102-AGAD-C011 | See Vendor Drawing | NA | NA | By Skid Vendor | Skid Vendor | NA | NA | NA | Wired By I&C Contractor
C | XV-C4037 | FPS/HRC RTD Polymer Aging Tank TK-C402 And TK-C402 Common Valve | 1-0102-PPID-C401 | 1-0102-AGAD-C011 | See Vendor Drawing | NA | NA | By Skid Vendor | Skid Vendor | NA | NA | NA | Wired By I&C Contractor
C | XV-C4145 | FPS/HRC RDT Post Dilution Polymer Standby Pump P-C414 Discharge Valve | 1-0102-PPID-C403 | 1-0102-AGAD-C011 | 1-0102-AILD-C409 | NA | NA | By Skid Vendor | Skid Vendor | NA | NA | NA | Wired By I&C Contractor
C | XV-C4146 | FPS/HRC RDT Post Dilution Polymer Standby Pump P-C414 Discharge Valve | 1-0102-PPID-C403 | 1-0102-AGAD-C011 | 1-0102-AILD-C410 | NA | NA | By Skid Vendor | Skid Vendor | NA | NA | NA | Wired By I&C Contractor
C | XV-C4212 | WAS RDT Polymer Mix Tank TK-C421 Inlet Valve From Skid | 1-0102-PPID-C405 | 1-0102-AGAD-C015 | See Vendor Drawing | NA | NA | By Skid Vendor | Skid Vendor | NA | NA | NA | Wired By I&C Contractor
C | XV-C4222 | WAS RDT Polymer Aging Tank TK-C422 Inlet Valve From Skid | 1-0102-PPID-C405 | 1-0102-AGAD-C011 | See Vendor Drawing | NA | NA | By Skid Vendor | Skid Vendor | NA | NA | NA | Wired By I&C Contractor
C | XV-C4223 | WAS RDT Polymer Aging Tank TK-C422 Inlet Valve From Mix Tank | 1-0102-PPID-C405 | 1-0102-AGAD-C011 | See Vendor Drawing | NA | NA | By Skid Vendor | Skid Vendor | NA | NA | NA | Wired By I&C Contractor
C | XV-C4325 | WAS RDT Post Dilution Polymer Standby Pump P-C432 Discharge Control Valve | 1-0102-PPID-C406 | 1-0102-AGAD-C011 | 1-0102-AILD-C425 | NA | NA | By Skid Vendor | Skid Vendor | NA | NA | NA | Wired By I&C Contractor
C | XV-C4326 | WAS RDT Post Dilution Polymer Standby Pump P-C432 Discharge Control Valve | 1-0102-PPID-C406 | 1-0102-AGAD-C011 | 1-0102-AILD-C426 | NA | NA | By Skid Vendor | Skid Vendor | NA | NA | NA | Wired By I&C Contractor
C | XV-C4414 | HRC Polymer Mix Tank TK-C441 Inlet Valve From Skid | 1-0102-PPID-C408 | 1-0102-AGAD-C015 | See Vendor Drawing | NA | NA | By Skid Vendor | Skid Vendor | NA | NA | NA | Wired By I&C Contractor
C | XV-C4415 | HRC Polymer Mix Tank TK-C441 Outlet Valve | 1-0102-PPID-C408 | 1-0102-AGAD-C015 | See Vendor Drawing | NA | NA | By Skid Vendor | Skid Vendor | NA | NA | NA | Wired By I&C Contractor
C | XV-C4416 | HRC Polymer Mix Tank TK-C441 Non-Potable Water Valve | 1-0102-PPID-C408 | 1-0102-AGAD-C010 | See Vendor Drawing | NA | NA | By Skid Vendor | Skid Vendor | NA | NA | NA | Wired By I&C Contractor
C | XV-C4417 | HRC Polymer Mix Tank TK-C441 to HRC RDT Post Dilution Polymer Pumps Control Valve | 1-0102-PPID-C408 | 1-0102-AGAD-C015 | See Vendor Drawing | NA | NA | By Skid Vendor | Skid Vendor | NA | NA | NA | Wired By I&C Contractor
C | XV-C4424 | HRC Polymer Aging Tank TK-C442 Inlet Valve From Skid | 1-0102-PPID-C408 | 1-0102-AGAD-C010 | See Vendor Drawing | NA | NA | By Skid Vendor | Skid Vendor | NA | NA | NA | Wired By I&C Contractor
C | XV-C4425 | HRC Polymer Aging Tank TK-C442 Inlet Valve From Mix Tank | 1-0102-PPID-C408 | 1-0102-AGAD-C010 | See Vendor Drawing | NA | NA | By Skid Vendor | Skid Vendor | NA | NA | NA | Wired By I&C Contractor
C | XV-C4426 | HRC Polymer Aging Tank TK-C442 Outlet Valve | 1-0102-PPID-C408 | 1-0102-AGAD-C010 | See Vendor Drawing | NA | NA | By Skid Vendor | Skid Vendor | NA | NA | NA | Wired By I&C Contractor
C | XV-C4434 | HRC Polymer Aging Tank TK-C443 Inlet Valve From Skid | 1-0102-PPID-C408 | 1-0102-AGAD-C010 | See Vendor Drawing | NA | NA | By Skid Vendor | Skid Vendor | NA | NA | NA | Wired By I&C Contractor
C | XV-C4435 | HRC Polymer Aging Tank TK-C443 Inlet Valve From Mix Tank | 1-0102-PPID-C408 | 1-0102-AGAD-C010 | See Vendor Drawing | NA | NA | By Skid Vendor | Skid Vendor | NA | NA | NA | Wired By I&C Contractor
C | XV-C4436 | HRC Polymer Aging Tank TK-C443 Outlet Valve | 1-0102-PPID-C408 | 1-0102-AGAD-C010 | See Vendor Drawing | NA | NA | By Skid Vendor | Skid Vendor | NA | NA | NA | Wired By I&C Contractor
C | XV-C4437 | HRC Polymer Aging Tank TK-C442 And TK-C442 Common Valve | 1-0102-PPID-C408 | 1-0102-AGAD-C010 | See Vendor Drawing | NA | NA | By Skid Vendor | Skid Vendor | NA | NA | NA | Wired By I&C Contractor
C | XV-C4525 | HRC Post Dilution Polymer Pump P-C452 Discharge Discharge Control Valve | 1-0102-PPID-C409 | 1-0102-AGAD-C010 | 1-0102-AILD-C447 | NA | NA | By Skid Vendor | Skid Vendor | NA | NA | NA | Wired By I&C Contractor
C | XV-C4526 | HRC Post Dilution Polymer Pump P-C452 Discharge Discharge Control Valve | 1-0102-PPID-C409 | 1-0102-AGAD-C010 | 1-0102-AILD-C448 | NA | NA | By Skid Vendor | Skid Vendor | NA | NA | NA | Wired By I&C Contractor
C | XV-C4563 | HRC Polymer Pump Skid S-C450-1 To HRC Train 1 Polymer Distribution Panel Supply Valve | 1-0102-PPID-C409 | 1-0102-AGAD-C010 | 1-0102-AILD-C449 | NA | NA | By Skid Vendor | Skid Vendor | NA | NA | NA | Wired By I&C Contractor
C | XV-C4564 | HRC Polymer Pump Skid S-C450-1 Mixed Liquor Supply Valve | 1-0102-PPID-C409 | 1-0102-AGAD-C010 | 1-0102-AILD-C450 | NA | NA | By Skid Vendor | Skid Vendor | NA | NA | NA | Wired By I&C Contractor
C | XV-C4573 | HRC Polymer Pump Skid S-C450-1 To HRC Train 2 Polymer Distribution Panel Supply Valve | 1-0102-PPID-C410 | 1-0102-AGAD-C010 | 1-0102-AILD-C451 | NA | NA | By Skid Vendor | Skid Vendor | NA | NA | NA | Wired By I&C Contractor
C | XV-C4574 | HRC Polymer Pump Skid S-C450-1 Mixed Liquor Supply Valve | 1-0102-PPID-C410 | 1-0102-AGAD-C010 | 1-0102-AILD-C452 | NA | NA | By Skid Vendor | Skid Vendor | NA | NA | NA | Wired By I&C Contractor
C | XV-C4612 | Secondary Clarifier Polymer Mix Tank TK-C461 Inlet Valve From Skid | 1-0102-PPID-C411 | 1-0102-AGAD-C015 | See Vendor Drawing | NA | NA | By Skid Vendor | Skid Vendor | NA | NA | NA | Wired By I&C Contractor
C | XV-C4622 | Secondary Clarifier Polymer Aging Tank TK-C462 Inlet Valve From Skid | 1-0102-PPID-C411 | 1-0102-AGAD-C010 | See Vendor Drawing | NA | NA | By Skid Vendor | Skid Vendor | NA | NA | NA | Wired By I&C Contractor
C | XV-C4623 | Secondary Clarifier Polymer Aging Tank TK-C462 Inlet Valve From Mix Tank | 1-0102-PPID-C411 | 1-0102-AGAD-C010 | See Vendor Drawing | NA | NA | By Skid Vendor | Skid Vendor | NA | NA | NA | Wired By I&C Contractor
C | XV-C6111 | Chemical Rooms AHU-C611 Intake Air Damper | 1-0102-PPID-C601 | NA | 1-0102-AILD-C611 | NA | NA | NA | AHU Vendor | NA | NA | NA | Part of Packaged unit
C | XV-C6112 | Chemical Rooms AHU-C612 Intake Air Damper | 1-0102-PPID-C602 | NA | 1-0102-AILD-C612 | NA | NA | NA | AHU Vendor | NA | NA | NA | Part of Packaged unit
C | XV-C6131 | Chemical Loading Area Exhaust Fan EF-C613 Damper | 1-0102-PPID-C605 | 1-0102-AGAD-C017 | 1-0102-EMCL-C611 | NA | By Mech. | See Spec. - Mech. | Contractor - Mech. | NA | NA | NA
C | XV-C6141 | Chemical Loading Area Exhaust Fan EF-C614 Damper | 1-0102-PPID-C606 | 1-0102-AGAD-C017 | 1-0102-EMCL-C612 | NA | By Mech. | See Spec. - Mech. | Contractor - Mech. | NA | NA | NA
C | XV-C6151 | Chemical Containment Room Exhaust Fan EF-C615 Damper | 1-0102-PPID-C605 | 1-0102-AGAD-C017 | 1-0102-EMCL-C613 | NA | By Mech. | See Spec. - Mech. | Contractor - Mech. | NA | NA | NA
C | XV-C6161 | Chemical Containment Room Exhaust Fan EF-C616 Damper | 1-0102-PPID-C605 | 1-0102-AGAD-C017 | 1-0102-EMCL-C614 | NA | By Mech. | See Spec. - Mech. | Contractor - Mech. | NA | NA | NA
C | XV-C6201 | Service Tunnel And Cable Access Area AHU-C620 Intake Air Damper | 1-0102-PPID-C603 | NA | 1-0102-AILD-C620 | NA | NA | NA | AHU Vendor | NA | NA | NA | Part of Packaged unit
C | XV-C6211 | Gallery 6, 7 And Cable Service Room Exhaust Fan EF-C621 Discharge Damper | 1-0102-PPID-C606 | 1-0102-AGAD-C003 | 1-0102-EMCL-C621 | NA | By Mech. | See Spec. - Mech. | Contractor - Mech. | NA | NA | NA
C | XV-C6511 | Mechanical Room 1 Exhaust Fan EF-C651 Intake Damper | 1-0102-PPID-C607 | 1-0102-AGAD-C002 | 1-0102-EMCL-C651 | NA | By Mech. | See Spec. - Mech. | Contractor - Mech. | NA | NA | NA
C | XV-C6512 | Mechanical Room 1 Exhaust Fan EF-C651 Discharge Damper | 1-0102-PPID-C607 | 1-0102-AGAD-C002 | 1-0102-EMCL-C651 | NA | By Mech. | See Spec. - Mech. | Contractor - Mech. | NA | NA | NA
C | XV-C6521 | Mechanical Room 2 Exhaust Fan EF-C652 Intake Damper | 1-0102-PPID-C606 | 1-0102-AGAD-C003 | 1-0102-EMCL-C652 | NA | By Mech. | See Spec. - Mech. | Contractor - Mech. | NA | NA | NA
C | XV-C6522 | Mechanical Room 2 Exhaust Fan EF-C652 Discharge Damper | 1-0102-PPID-C606 | 1-0102-AGAD-C003 | 1-0102-EMCL-C652 | NA | By Mech. | See Spec. - Mech. | Contractor - Mech. | NA | NA | NA
C | XV-C6611 | Generator Room General Ventilation Exhaust Fan EF-C661 Inlet Damper | 1-0102-PPID-C608 | 1-0102-AGAD-C014 | 1-0102-EMCL-C661 | NA | By Mech. | See Spec. - Mech. | Contractor - Mech. | NA | NA | NA
C | XV-C6612 | Generator Room General Ventilation Exhaust Fan EF-C661 Outlet Damper | 1-0102-PPID-C608 | 1-0102-AGAD-C014 | 1-0102-EMCL-C661 | NA | By Mech. | See Spec. - Mech. | Contractor - Mech. | NA | NA | NA
C | XV-C6651-1 | Generator GEN-C572 Combustion Air Damper 1 | 1-0102-PPID-C608 | 1-0102-AGAD-C014 | 1-0102-AILD-C661 | NA | By Mech. | See Spec. - Mech. | Contractor - Mech. | NA | NA | NA
C | XV-C6651-2 | Generator GEN-C572 Combustion Air Damper 2 | 1-0102-PPID-C608 | 1-0102-AGAD-C014 | 1-0102-AILD-C661 | NA | By Mech. | See Spec. - Mech. | Contractor - Mech. | NA | NA | NA
C | XV-C6652-1 | Generator GEN-C572 Heat Relief Air Damper 1 | 1-0102-PPID-C608 | 1-0102-AGAD-C014 | 1-0102-AILD-C662 | NA | By Mech. | See Spec. - Mech. | Contractor - Mech. | NA | NA | NA
C | XV-C6652-2 | Generator GEN-C572 Heat Relief Air Damper 2 | 1-0102-PPID-C608 | 1-0102-AGAD-C014 | 1-0102-AILD-C662 | NA | By Mech. | See Spec. - Mech. | Contractor - Mech. | NA | NA | NA
C | XV-C6652-3 | Generator GEN-C572 Heat Relief Air Damper 3 | 1-0102-PPID-C608 | 1-0102-AGAD-C014 | 1-0102-AILD-C662 | NA | By Mech. | See Spec. - Mech. | Contractor - Mech. | NA | NA | NA
C | XV-C6652-4 | Generator GEN-C572 Heat Relief Air Damper 4 | 1-0102-PPID-C608 | 1-0102-AGAD-C014 | 1-0102-AILD-C662 | NA | By Mech. | See Spec. - Mech. | Contractor - Mech. | NA | NA | NA
C | XV-C6652-5 | Generator GEN-C572 Heat Relief Air Damper 5 | 1-0102-PPID-C608 | 1-0102-AGAD-C014 | 1-0102-AILD-C662 | NA | By Mech. | See Spec. - Mech. | Contractor - Mech. | NA | NA | NA
C | XV-C6652-6 | Generator GEN-C572 Heat Relief Air Damper 6 | 1-0102-PPID-C608 | 1-0102-AGAD-C014 | 1-0102-AILD-C662 | NA | By Mech. | See Spec. - Mech. | Contractor - Mech. | NA | NA | NA
C | XV-C6652-7 | Generator GEN-C572 Heat Relief Air Damper 7 | 1-0102-PPID-C608 | 1-0102-AGAD-C014 | 1-0102-AILD-C662 | NA | By Mech. | See Spec. - Mech. | Contractor - Mech. | NA | NA | NA
C | XV-C6652-8 | Generator GEN-C572 Heat Relief Air Damper 8 | 1-0102-PPID-C608 | 1-0102-AGAD-C014 | 1-0102-AILD-C662 | NA | By Mech. | See Spec. - Mech. | Contractor - Mech. | NA | NA | NA
C | XV-C6661-1 | Generator GEN-C582 Combustion Air Damper 1 | 1-0102-PPID-C608 | 1-0102-AGAD-C014 | 1-0102-AILD-C663 | NA | By Mech. | See Spec. - Mech. | Contractor - Mech. | NA | NA | NA
C | XV-C6661-2 | Generator GEN-C582 Combustion Air Damper 2 | 1-0102-PPID-C608 | 1-0102-AGAD-C014 | 1-0102-AILD-C663 | NA | By Mech. | See Spec. - Mech. | Contractor - Mech. | NA | NA | NA
C | XV-C6662-1 | Generator GEN-C582 Heat Relief Air Damper 1 | 1-0102-PPID-C608 | 1-0102-AGAD-C014 | 1-0102-AILD-C664 | NA | By Mech. | See Spec. - Mech. | Contractor - Mech. | NA | NA | NA
C | XV-C6662-2 | Generator GEN-C582 Heat Relief Air Damper 2 | 1-0102-PPID-C608 | 1-0102-AGAD-C014 | 1-0102-AILD-C664 | NA | By Mech. | See Spec. - Mech. | Contractor - Mech. | NA | NA | NA
C | XV-C6662-3 | Generator GEN-C582 Heat Relief Air Damper 3 | 1-0102-PPID-C608 | 1-0102-AGAD-C014 | 1-0102-AILD-C664 | NA | By Mech. | See Spec. - Mech. | Contractor - Mech. | NA | NA | NA
C | XV-C6662-4 | Generator GEN-C582 Heat Relief Air Damper 4 | 1-0102-PPID-C608 | 1-0102-AGAD-C014 | 1-0102-AILD-C664 | NA | By Mech. | See Spec. - Mech. | Contractor - Mech. | NA | NA | NA
C | XV-C6662-5 | Generator GEN-C582 Heat Relief Air Damper 5 | 1-0102-PPID-C608 | 1-0102-AGAD-C014 | 1-0102-AILD-C664 | NA | By Mech. | See Spec. - Mech. | Contractor - Mech. | NA | NA | NA
C | XV-C6662-6 | Generator GEN-C582 Heat Relief Air Damper 6 | 1-0102-PPID-C608 | 1-0102-AGAD-C014 | 1-0102-AILD-C664 | NA | By Mech. | See Spec. - Mech. | Contractor - Mech. | NA | NA | NA
C | XV-C6662-7 | Generator GEN-C582 Heat Relief Air Damper 7 | 1-0102-PPID-C608 | 1-0102-AGAD-C014 | 1-0102-AILD-C664 | NA | By Mech. | See Spec. - Mech. | Contractor - Mech. | NA | NA | NA
C | XV-C6662-8 | Generator GEN-C582 Heat Relief Air Damper 8 | 1-0102-PPID-C608 | 1-0102-AGAD-C014 | 1-0102-AILD-C664 | NA | By Mech. | See Spec. - Mech. | Contractor - Mech. | NA | NA | NA
C | ZSC-C9611 | Generator Room West Exterior Door Switch | 1-0102-PPID-C901 | 1-0102-AGAD-C014 | 1-0102-AILD-C905 | NA | 1-0102-ADTL-A006 | See Spec. | Contractor - I&C | NA | NA | NA
C | ZSC-C9621 | Electrical Room South Exterior Door Switch | 1-0102-PPID-C901 | 1-0102-EGAD-C001 | 1-0102-AILD-C905 | NA | 1-0102-ADTL-A006 | See Spec. | Contractor - I&C | NA | NA | NA
C | ZSC-C9622 | Electrical Room East Exterior Door Switch | 1-0102-PPID-C901 | 1-0102-EGAD-C001 | 1-0102-AILD-C905 | NA | 1-0102-ADTL-A006 | See Spec. | Contractor - I&C | NA | NA | NA
C | ZSC-C9623 | Electrical Room East Overhead Door Switch | 1-0102-PPID-C901 | 1-0102-EGAD-C001 | 1-0102-AILD-C905 | NA | 1-0102-ADTL-A006 | See Spec. | Contractor - I&C | NA | NA | NA
C | ZSC-C9631 | Chemical Loading Platform South Exterior Door Switch | 1-0102-PPID-C901 | 1-0102-AGAD-C015 | 1-0102-AILD-C906 | NA | 1-0102-ADTL-A006 | See Spec. | Contractor - I&C | NA | NA | NA
C | ZSC-C9632 | Chemical Loading Platform West Exterior Door Switch | 1-0102-PPID-C901 | 1-0102-AGAD-C015 | 1-0102-AILD-C906 | NA | 1-0102-ADTL-A006 | See Spec. | Contractor - I&C | NA | NA | NA
C | ZSC-C9633 | Chemical Loading Platform Overhead Door Switch | 1-0102-PPID-C901 | 1-0102-AGAD-C015 | 1-0102-AILD-C906 | NA | 1-0102-ADTL-A006 | See Spec. | Contractor - I&C | NA | NA | NA
C | ZSC-C9641 | Stair 1 Exterior Door Switch | 1-0102-PPID-C901 | 1-0102-AGAD-C001 | 1-0102-AILD-C907 | NA | 1-0102-ADTL-A006 | See Spec. | Contractor - I&C | NA | NA | NA
C | ZSC-C9642 | Stair 2 Exterior Door Switch | 1-0102-PPID-C901 | 1-0102-AGAD-C015 | 1-0102-AILD-C907 | NA | 1-0102-ADTL-A006 | See Spec. | Contractor - I&C | NA | NA | NA
C | ZSC-C9651 | Truck Loading West Exterior Door Switch | 1-0102-PPID-C901 | 1-0102-AGAD-C016 | 1-0102-AILD-C907 | NA | 1-0102-ADTL-A006 | See Spec. | Contractor - I&C | NA | NA | NA
C | ZSC-C9652 | Truck Loading East Exterior Door Switch | 1-0102-PPID-C901 | 1-0102-AGAD-C016 | 1-0102-AILD-C907 | NA | 1-0102-ADTL-A006 | See Spec. | Contractor - I&C | NA | NA | NA
C | ZSC-C9671 | Automation Room Door Switch | 1-0102-PPID-C901 | 1-0102-AGAD-C001 | 1-0102-AILD-C906 | NA | 1-0102-ADTL-A006 | See Spec. | Contractor - I&C | NA | NA | NA
D | AAH-D6910-1 | RDT Room Gas Detection Strobe 1 | 1-0102-PPID-D605 | 1-0102-AGAD-D003 | 1-0102-AILD-D691 | NA | NA | See Spec. | Contractor - I&C | NA | NA | NA | -
D | AAH-D6910-2 | RDT Room Gas Detection Horn | 1-0102-PPID-D605 | 1-0102-AGAD-D003 | 1-0102-AILD-D691 | NA | NA | See Spec. | Contractor - I&C | NA | NA | NA | -
D | AAH-D6910-3 | RDT Room Gas Detection Strobe 2 | 1-0102-PPID-D605 | 1-0102-AGAD-D003 | 1-0102-AILD-D691 | NA | NA | See Spec. | Contractor - I&C | NA | NA | NA | -
D | AAH-D6910-4 | RDT Room Gas Detection Strobe 3 | 1-0102-PPID-D605 | 1-0102-AGAD-D003 | 1-0102-AILD-D691 | NA | NA | See Spec. | Contractor - I&C | NA | NA | NA | -
D | AE-D6911 | RDT Room Methane Sensor | 1-0102-PPID-D605 | 1-0102-AGAD-D003 | 1-0102-AILD-D690 | NA | 1-0102-ADTL-A007 | See Spec. | Contractor - I&C | NA | NA | NA | -
D | AIT-D6911 | RDT Room Methane Transmitter | 1-0102-PPID-D605 | 1-0102-AGAD-D003 | 1-0102-AILD-D690 | NA | 1-0102-ADTL-A007 | See Spec. | Contractor - I&C | 0 | 1 | LEL | -
D | FE-D3013 | Primary Sludge Fermenters Train 1 Flushing Water Flow Sensor | 1-0102-PPID-D301 | 1-0102-AGAD-D007 | NA | NA | 1-0102-ADTL-A003 | A-0102-ADTS-D301 | Contractor - I&C | NA | NA | NA | -
D | FE-D3051 | Fermenter Recirculation To Train 1 Cell 1 Flow Sensor | 1-0102-PPID-D303 | 1-0102-AGAD-D002 | NA | NA | 1-0102-ADTL-A003 | A-0102-ADTS-D304 | Contractor - I&C | NA | NA | NA | -
D | FE-D3113 | Primary Sludge Fermenters Train 2 Flushing Water Flow Sensor | 1-0102-PPID-D302 | 1-0102-AGAD-D007 | NA | NA | 1-0102-ADTL-A003 | A-0102-ADTS-D301 | Contractor - I&C | NA | NA | NA | -
D | FE-D3151 | Fermenter Recirculation To Train 2 Cell 1 Flow Sensor | 1-0102-PPID-D303 | 1-0102-AGAD-D002 | NA | NA | 1-0102-ADTL-A003 | A-0102-ADTS-D304 | Contractor - I&C | NA | NA | NA | -
D | FE-D4033 | WAS To Flocculation Tank TK-D403-1 Inlet Flow Sensor | 1-0102-PPID-D402 | 1-0102-AGAD-D002 | NA | NA | 1-0102-ADTL-A003 | A-0102-ADTS-D401 | Contractor - I&C | NA | NA | NA | -
D | FE-D4043 | WAS To Flocculation Tank TK-D404-1 Inlet Flow Sensor | 1-0102-PPID-D402 | 1-0102-AGAD-D002 | NA | NA | 1-0102-ADTL-A003 | A-0102-ADTS-D401 | Contractor - I&C | NA | NA | NA | -
D | FE-D4153 | FSL To Flocculation Tank TK-D415-1 Inlet Flow Sensor | 1-0102-PPID-D406 | 1-0102-AGAD-D001 | NA | NA | 1-0102-ADTL-A003 | A-0102-ADTS-D403 | Contractor - I&C | NA | NA | NA | -
D | FE-D4163 | FSL To Flocculation Tank TK-D416-1 Inlet Flow Sensor | 1-0102-PPID-D406 | 1-0102-AGAD-D001 | NA | NA | 1-0102-ADTL-A003 | A-0102-ADTS-D403 | Contractor - I&C | NA | NA | NA | -
D | FE-D4173 | FSL To Flocculation Tank TK-D417-1 Inlet Flow Sensor | 1-0102-PPID-D407 | 1-0102-AGAD-D001 | NA | NA | 1-0102-ADTL-A003 | A-0102-ADTS-D403 | Contractor - I&C | NA | NA | NA | -
D | FE-D4305 | RDT Wash Water Flow Sensor | 1-0102-PPID-D410 | 1-0102-AGAD-D005 | NA | NA | 1-0102-ADTL-A003 | A-0102-ADTS-D406 | Contractor - I&C | NA | NA | NA | -
D | FE-D4505 | WAS Filtrate To Primary Influent Channel Flow Sensor | 1-0102-PPID-D411 | 1-0102-AGAD-D007 | NA | NA | 1-0102-ADTL-A003 | A-0102-ADTS-D408 | Contractor - I&C | NA | NA | NA | -
D | FE-D4605 | FSL Filtrate To Bioreactors Flow Sensor | 1-0102-PPID-D413 | 1-0102-AGAD-D002 | NA | NA | 1-0102-ADTL-A003 | A-0102-ADTS-D411 | Contractor - I&C | 0 | 225 | m3/hr | -
D | FE-D6112 | RDT Room Exhaust Fan EF-D611 Flow Sensor | 1-0102-PPID-D605 | 1-0102-AGAD-D004 | 1-0102-AILD-D611 | NA | 1-0102-ADTL-A003 | A-0102-ADTS-D602 | Contractor - I&C | NA | NA | NA | -
D | FE-D6122 | RDT Room Exhaust Fan EF-D612 Flow Sensor | 1-0102-PPID-D605 | 1-0102-AGAD-D004 | 1-0102-AILD-D611 | NA | 1-0102-ADTL-A003 | A-0102-ADTS-D602 | Contractor - I&C | NA | NA | NA | -
D | FE-D6212 | RDT Pump Room Exhaust Fan EF-D621 Flow Sensor | 1-0102-PPID-D604 | 1-0102-AGAD-D004 | 1-0102-AILD-D621 | NA | 1-0102-ADTL-A003 | A-0102-ADTS-D603 | Contractor - I&C
D | FIT-D3013 | Primary Sludge Fermenters Train 1 Flushing Water Flow Transmitter | 1-0102-PPID-D301 | 1-0102-AGAD-D007 | NA | 1-0102-AIFS-D007 | 1-0102-ADTL-A003 | A-0102-ADTS-D301 | Contractor - I&C | 0 | 150 | m3/d | -
D | FIT-D3051 | Fermenter Recirculation To Train 1 Cell 1 Flow Transmitter | 1-0102-PPID-D303 | 1-0102-AGAD-D002 | NA | 1-0102-AIFS-D007 | 1-0102-ADTL-A003 | A-0102-ADTS-D304 | Contractor - I&C | 0 | 30 | L/s | -
D | FIT-D3113 | Primary Sludge Fermenters Train 2 Flushing Water Flow Transmitter | 1-0102-PPID-D302 | 1-0102-AGAD-D007 | NA | 1-0102-AIFS-D016 | 1-0102-ADTL-A003 | A-0102-ADTS-D301 | Contractor - I&C | 0 | 150 | m3/d | -
D | FIT-D3151 | Fermenter Recirculation To Train 2 Cell 1 Flow Transmitter | 1-0102-PPID-D303 | 1-0102-AGAD-D002 | NA | 1-0102-AIFS-D016 | 1-0102-ADTL-A003 | A-0102-ADTS-D304 | Contractor - I&C | 0 | 30 | L/s | -
D | FIT-D4033 | WAS To Flocculation Tank TK-D403-1 Inlet Flow Transmitter | 1-0102-PPID-D402 | 1-0102-AGAD-D002 | NA | 1-0102-AIFS-D007 | 1-0102-ADTL-A003 | A-0102-ADTS-D401 | Contractor - I&C | 0 | 80 | m3/hr | -
D | FIT-D4043 | WAS To Flocculation Tank TK-D404-1 Inlet Flow Transmitter | 1-0102-PPID-D402 | 1-0102-AGAD-D002 | NA | 1-0102-AIFS-D016 | 1-0102-ADTL-A003 | A-0102-ADTS-D401 | Contractor - I&C | 0 | 80 | m3/hr | -
D | FIT-D4153 | FSL To Flocculation Tank TK-D415-1 Inlet Flow Transmitter | 1-0102-PPID-D406 | 1-0102-AGAD-D001 | NA | 1-0102-AIFS-D006 | 1-0102-ADTL-A003 | A-0102-ADTS-D403 | Contractor - I&C | 0 | 80 | m3/hr | -
D | FIT-D4163 | FSL To Flocculation Tank TK-D416-1 Inlet Flow Transmitter | 1-0102-PPID-D406 | 1-0102-AGAD-D001 | NA | 1-0102-AIFS-D015 | 1-0102-ADTL-A003 | A-0102-ADTS-D403 | Contractor - I&C | 0 | 80 | m3/hr | -
D | FIT-D4173 | FSL To Flocculation Tank TK-D417-1 Inlet Flow Transmitter | 1-0102-PPID-D407 | 1-0102-AGAD-D001 | NA | 1-0102-AIFS-D006 | 1-0102-ADTL-A003 | A-0102-ADTS-D403 | Contractor - I&C | 0 | 80 | m3/hr
D | FIT-D4305 | RDT Wash Water Flow Transmitter | 1-0102-PPID-D410 | 1-0102-AGAD-D005 | NA | 1-0102-AIFS-D006 | 1-0102-ADTL-A003 | A-0102-ADTS-D406 | Contractor - I&C | 0 | 40 | m3/hr | -
D | FIT-D4505 | WAS Filtrate Pumps Flow Transmitter | 1-0102-PPID-D411 | 1-0102-AGAD-D007 | NA | 1-0102-AIFS-D007 | 1-0102-ADTL-A003 | A-0102-ADTS-D408 | Contractor - I&C | 0 | 150 | m3/hr | -
D | FIT-D4605 | FSL Filtrate Pumps Flow Transmitter | 1-0102-PPID-D413 | 1-0102-AGAD-D002 | NA | 1-0102-AIFS-D007 | 1-0102-ADTL-A003 | A-0102-ADTS-D411 | Contractor - I&C | NA | NA | NA | -
D | FIT-D6112 | RDT Room Exhaust Fan EF-D611 Flow Transmitter | 1-0102-PPID-D605 | 1-0102-AGAD-D003 | 1-0102-AILD-D611 | NA | 1-0102-ADTL-A003 | A-0102-ADTS-D602 | Contractor - I&C | 0 | 2825 | L/s | -
D | FIT-D6122 | RDT Room Exhaust Fan EF-D612 Flow Transmitter | 1-0102-PPID-D605 | 1-0102-AGAD-D003 | 1-0102-AILD-D611 | NA | 1-0102-ADTL-A003 | A-0102-ADTS-D602 | Contractor - I&C | 0 | 2825 | L/s | -
D | FIT-D6212 | RDT Pump Room Exhaust Fan EF-D621 Flow Transmitter | 1-0102-PPID-D604 | 1-0102-AGAD-D003 | 1-0102-AILD-D621 | NA | 1-0102-ADTL-A003 | A-0102-ADTS-D603 | Contractor - I&C | 0 | 33980 | L/min | -
D | FT-D6105-1 | RDT Room AHU-D610 Flow Transmitter 1 | 1-0102-PPID-D601 | NA | 1-0102-AILD-D610 | NA | NA | NA | AHU Vendor | By Vendor | By Vendor | By Vendor | Part of Package unit
D | FT-D6105-2 | RDT Room AHU-D610 Flow Transmitter 2 | 1-0102-PPID-D601 | NA | 1-0102-AILD-D610 | NA | NA | NA | AHU Vendor | By Vendor | By Vendor | By Vendor | Part of Package unit
D | FT-D6105-3 | RDT Room AHU-D610 Flow Transmitter 3 | 1-0102-PPID-D601 | NA | 1-0102-AILD-D610 | NA | NA | NA | AHU Vendor | By Vendor | By Vendor | By Vendor | Part of Package unit
D | FT-D6105-4 | RDT Room AHU-D610 Flow Transmitter 4 | 1-0102-PPID-D601 | NA | 1-0102-AILD-D610 | NA | NA | NA | AHU Vendor | By Vendor | By Vendor | By Vendor | Part of Package unit
D | FT-D6205-1 | RDT Pump Room AHU-D620 Flow Transmitter 1 | 1-0102-PPID-D602 | NA | 1-0102-AILD-D620 | NA | NA | NA | AHU Vendor | By Vendor | By Vendor | By Vendor | Part of Package unit
D | FT-D6205-2 | RDT Pump Room AHU-D620 Flow Transmitter 2 | 1-0102-PPID-D602 | NA | 1-0102-AILD-D620 | NA | NA | NA | AHU Vendor | By Vendor | By Vendor | By Vendor | Part of Package unit
D | FT-D6405 | Electrical Room A AHU-D640 Flow Transmitter | 1-0102-PPID-D603 | NA | 1-0102-AILD-D640 | NA | NA | NA | AHU Vendor | By Vendor | By Vendor | By Vendor | Part of Package unit
D | FT-D6505 | Electrical Room B AHU-D650 Flow Transmitter | 1-0102-PPID-D606 | NA | 1-0102-AILD-D650 | NA | NA | NA | AHU Vendor | By Vendor | By Vendor | By Vendor | Part of Package unit
D | FV-D3013 | Primary Sludge Fermenters Train 1 Flushing Water Flow Valve | 1-0102-PPID-D301 | 1-0102-AGAD-D007 | NA | 1-0102-AIFS-D003-001 | NA | See Spec. | Contractor - I&C | By Contractor | By Contractor | By Contractor | -
D | FV-D3113 | Primary Sludge Fermenters Train 2 Flushing Water Flow Valve | 1-0102-PPID-D302 | 1-0102-AGAD-D007 | NA | 1-0102-AIFS-D003-001 | NA | See Spec. | Contractor - I&C | By Contractor | By Contractor | By Contractor | -
D | LE-D4035 | TWAS Hopper Tank TK-D403-2 Level Sensor | 1-0102-PPID-D402 | 1-0102-AGAD-D003 | By Vendor | NA | See Vendor Details | NA | RDT Vendor | NA | NA | NA | Part of Package System
D | LE-D4045 | TWAS Hopper Tank TK-D404-2 Level Sensor | 1-0102-PPID-D402 | 1-0102-AGAD-D003 | By Vendor | NA | See Vendor Details | NA | RDT Vendor | NA | NA | NA | Part of Package System
D | LE-D4155 | TWAS Hopper Tank TK-D415-2 Level Sensor | 1-0102-PPID-D406 | 1-0102-AGAD-D003 | By Vendor | NA | See Vendor Details | NA | RDT Vendor | NA | NA | NA | Part of Package System
D | LE-D4165 | TWAS Hopper Tank TK-D416-2 Level Sensor | 1-0102-PPID-D406 | 1-0102-AGAD-D003 | By Vendor | NA | See Vendor Details | NA | RDT Vendor | NA | NA | NA | Part of Package System
D | LE-D4175 | TWAS Hopper Tank TK-D417-2 Level Sensor | 1-0102-PPID-D407 | 1-0102-AGAD-D003 | By Vendor | NA | See Vendor Details | NA | RDT Vendor | NA | NA | NA | Part of Package System
D | LIT-D3041-1 | Primary Sludge Fermenters Train 1 Level Transmitter 1 | 1-0102-PPID-D301 | 1-0102-AGAD-D004 | NA | 1-0102-AIFS-D005 | 1-0102-ADTL-D001 | A-0102-ADTS-D302 | Contractor - I&C | 0 | 5.5 | m | -
D | LIT-D3041-2 | Primary Sludge Fermenters Train 1 Level Transmitter 2 | 1-0102-PPID-D301 | 1-0102-AGAD-D001 | NA | 1-0102-AIFS-D015 | 1-0102-ADTL-D001 | A-0102-ADTS-D303 | Contractor - I&C | 0 | 5.5 | m | -
D | LIT-D3141-1 | Primary Sludge Fermenters Train 2 Level Transmitter 1 | 1-0102-PPID-D302 | 1-0102-AGAD-D004 | NA | 1-0102-AIFS-D014 | 1-0102-ADTL-D001 | A-0102-ADTS-D302 | Contractor - I&C | 0 | 5.5 | m | -
D | LIT-D3141-2 | Primary Sludge Fermenters Train 2 Level Transmitter 2 | 1-0102-PPID-D302 | 1-0102-AGAD-D001 | NA | 1-0102-AIFS-D006 | 1-0102-ADTL-D001 | A-0102-ADTS-D303 | Contractor - I&C | 0 | 5.5 | m | -
D | LIT-D4035 | TWAS Hopper Tank TK-D403-2 Level Transmitter | 1-0102-PPID-D402 | 1-0102-AGAD-D003 | By Vendor | NA | See Vendor Details | NA | RDT Vendor | By Vendor | By Vendor | By Vendor | Part of Package System
D | LIT-D4045 | TWAS Hopper Tank TK-D404-2 Level Transmitter | 1-0102-PPID-D402 | 1-0102-AGAD-D003 | By Vendor | NA | See Vendor Details | NA | RDT Vendor | By Vendor | By Vendor | By Vendor | Part of Package System
D | LIT-D4155 | TWAS Hopper Tank TK-D415-2 Level Transmitter | 1-0102-PPID-D406 | 1-0102-AGAD-D003 | By Vendor | NA | See Vendor Details | NA | RDT Vendor | By Vendor | By Vendor | By Vendor | Part of Package System
D | LIT-D4165 | TWAS Hopper Tank TK-D416-2 Level Transmitter | 1-0102-PPID-D406 | 1-0102-AGAD-D003 | By Vendor | NA | See Vendor Details | NA | RDT Vendor | By Vendor | By Vendor | By Vendor | Part of Package System
D | LIT-D4175 | TWAS Hopper Tank TK-D417-2 Level Transmitter | 1-0102-PPID-D407 | 1-0102-AGAD-D003 | By Vendor | NA | See Vendor Details | NA | RDT Vendor | By Vendor | By Vendor | By Vendor | Part of Package System
D | LIT-D4501 | WAS Filtrate Sump TK-D450 Level Transmitter | 1-0102-PPID-D411 | 1-0102-AGAD-D004 | NA | 1-0102-AIFS-D005 | 1-0102-ADTL-D001 | A-0102-ADTS-D407 | Contractor - I&C | 0 | 2.6 | m | -
D | LIT-D4601 | FSL Filtrate Sump TK-D460 Level Transmitter | 1-0102-PPID-D413 | 1-0102-AGAD-D004 | NA | 1-0102-AIFS-D005 | 1-0102-ADTL-D001 | A-0102-ADTS-D410 | Contractor - I&C | 0 | 2.6 | m | -
D | LSH-D4036 | TWAS Hopper Tank TK-D403-2 High Level Switch | 1-0102-PPID-D402 | 1-0102-AGAD-D003 | By Vendor | NA | See Vendor Details | NA | RDT Vendor | NA | NA | NA | Part of Package System
D | LSH-D4037 | Flocculation Tank TK-D403-1 High Level Switch | 1-0102-PPID-D402 | 1-0102-AGAD-D003 | By Vendor | NA | See Vendor Details | NA | RDT Vendor | NA | NA | NA | Part of Package System
D | LSH-D4046 | TWAS Hopper Tank TK-D404-2 High Level Switch | 1-0102-PPID-D402 | 1-0102-AGAD-D003 | By Vendor | NA | See Vendor Details | NA | RDT Vendor | NA | NA | NA | Part of Package System
D | LSH-D4047 | Flocculation Tank TK-D404-1 High Level Switch | 1-0102-PPID-D402 | 1-0102-AGAD-D003 | By Vendor | NA | See Vendor Details | NA | RDT Vendor | NA | NA | NA | Part of Package System
D | LSH-D4156 | TWAS Hopper Tank TK-D415-2 High Level Switch | 1-0102-PPID-D406 | 1-0102-AGAD-D003 | By Vendor | NA | See Vendor Details | NA | RDT Vendor | NA | NA | NA | Part of Package System
D | LSH-D4157 | Flocculation Tank TK-D415-1 High Level Switch | 1-0102-PPID-D406 | 1-0102-AGAD-D003 | By Vendor | NA | See Vendor Details | NA | RDT Vendor | NA | NA | NA | Part of Package System
D | LSH-D4166 | TWAS Hopper Tank TK-D416-2 High Level Switch | 1-0102-PPID-D406 | 1-0102-AGAD-D003 | By Vendor | NA | See Vendor Details | NA | RDT Vendor | NA | NA | NA | Part of Package System
D | LSH-D4167 | Flocculation Tank TK-D416-1 High Level Switch | 1-0102-PPID-D406 | 1-0102-AGAD-D003 | By Vendor | NA | See Vendor Details | NA | RDT Vendor | NA | NA | NA | Part of Package System
D | LSH-D4176 | TWAS Hopper Tank TK-D417-2 High Level Switch | 1-0102-PPID-D407 | 1-0102-AGAD-D003 | By Vendor | NA | See Vendor Details | NA | RDT Vendor | NA | NA | NA | Part of Package System
D | LSH-D4177 | Flocculation Tank TK-D417-1 High Level Switch | 1-0102-PPID-D407 | 1-0102-AGAD-D003 | By Vendor | NA | See Vendor Details | NA | RDT Vendor | NA | NA | NA | Part of Package System
D | LSH-D4502 | WAS Filtrate Sump TK-D450 High Level Switch | 1-0102-PPID-D411 | 1-0102-AGAD-D004 | 1-0102-AILD-D433 | NA | 1-0102-ADTL-D001 | See Spec. | Contractor - I&C | NA | NA | NA | -
D | LSH-D4602 | FSL Filtrate Sump TK-D460 High Level Switch | 1-0102-PPID-D413 | 1-0102-AGAD-D004 | 1-0102-AILD-D434 | NA | 1-0102-ADTL-D001 | See Spec. | Contractor - I&C | NA | NA | NA | -
D | LSL-D4036 | TWAS Hopper Tank TK-D403-2 Low Level Switch | 1-0102-PPID-D402 | 1-0102-AGAD-D003 | By Vendor | NA | See Vendor Details | NA | RDT Vendor | NA | NA | NA | Part of Package System
D | LSL-D4046 | TWAS Hopper Tank TK-D404-2 Low Level Switch | 1-0102-PPID-D402 | 1-0102-AGAD-D003 | By Vendor | NA | See Vendor Details | NA | RDT Vendor | NA | NA | NA | Part of Package System
D | LSL-D4156 | TWAS Hopper Tank TK-D415-2 Low Level Switch | 1-0102-PPID-D406 | 1-0102-AGAD-D003 | By Vendor | NA | See Vendor Details | NA | RDT Vendor | NA | NA | NA | Part of Package System
D | LSL-D4166 | TWAS Hopper Tank TK-D416-2 Low Level Switch | 1-0102-PPID-D406 | 1-0102-AGAD-D003 | By Vendor | NA | See Vendor Details | NA | RDT Vendor | NA | NA | NA | Part of Package System
D | LSL-D4176 | TWAS Hopper Tank TK-D417-2 Low Level Switch | 1-0102-PPID-D407 | 1-0102-AGAD-D003 | By Vendor | NA | See Vendor Details | NA | RDT Vendor | NA | NA | NA | Part of Package System
D | LSL-D4502 | WAS Filtrate Sump TK-D450 Low Level Switch | 1-0102-PPID-D411 | 1-0102-AGAD-D004 | 1-0102-AILD-D433 | NA | 1-0102-ADTL-D001 | See Spec. | Contractor - I&C | NA | NA | NA | -
D | LSL-D4602 | FSL Filtrate Sump TK-D460 Low Level Switch | 1-0102-PPID-D413 | 1-0102-AGAD-D004 | 1-0102-AILD-D434 | NA | 1-0102-ADTL-D001 | See Spec. | Contractor - I&C | NA | NA | NA | -
D | LV-D4513 | WAS Filtrate Pump P-D451 Throttling Valve | 1-0102-PPID-D411 | 1-0102-AGAD-D002 | NA | 1-0102-AIFS-D003-001 | NA | See Spec. | Contractor - I&C | NA | NA | NA | -
D | LV-D4523 | WAS Filtrate Pump P-D452 Throttling Valve | 1-0102-PPID-D411 | 1-0102-AGAD-D002 | NA | 1-0102-AIFS-D012-001 | NA | See Spec. | Contractor - I&C | NA | NA | NA | -
D | LV-D4613 | FSL Filtrate Pump P-D461 Throttling Valve | 1-0102-PPID-D412 | 1-0102-AGAD-D002 | NA | 1-0102-AIFS-D003-001 | NA | See Spec. | Contractor - I&C | NA | NA | NA | -
D | LV-D4623 | FSL Filtrate Pump P-D462 Throttling Valve | 1-0102-PPID-D412 | 1-0102-AGAD-D002 | NA | 1-0102-AIFS-D012-001 | NA | See Spec. | Contractor - I&C | NA | NA | NA | -
D | LV-D4633 | FSL Filtrate Pump P-D463 Throttling Valve | 1-0102-PPID-D413 | 1-0102-AGAD-D002 | NA | 1-0102-AIFS-D003-001 | NA | See Spec. | Contractor - I&C | NA | NA | NA | -
D | LV-D4643 | FSL Filtrate Pump P-D464 Throttling Valve | 1-0102-PPID-D413 | 1-0102-AGAD-D002 | NA | 1-0102-AIFS-D012-001 | NA | See Spec. | Contractor - I&C | NA | NA | NA | -
D | PDT-D6102 | RDT Room AHU-D610 Filter Differential Pressure Transmitter | 1-0102-PPID-D601 | NA | 1-0102-AILD-D610 | NA | NA | NA | AHU Vendor | By Vendor | By Vendor | By Vendor | Part of Package unit
D | PDT-D6202 | RDT Pump Room AHU-D620 Filter Differential Pressure Transmitter | 1-0102-PPID-D602 | NA | 1-0102-AILD-D620 | NA | NA | NA | AHU Vendor | By Vendor | By Vendor | By Vendor | Part of Package unit
D | PDT-D6402 | Electrical Room A AHU-D640 Pre Filter Differential Pressure Transmitter | 1-0102-PPID-D603 | NA | 1-0102-AILD-D640 | NA | NA | NA | AHU Vendor | By Vendor | By Vendor | By Vendor | Part of Package unit
D | PDT-D6403 | Electrical Room A AHU-D640 Post Filter Differential Pressure Transmitter | 1-0102-PPID-D603 | NA | 1-0102-AILD-D640 | NA | NA | NA | AHU Vendor | By Vendor | By Vendor | By Vendor | Part of Package unit
D | PDT-D6404 | Electrical Room A AHU-D640 Final Filter Differential Pressure Transmitter | 1-0102-PPID-D603 | NA | 1-0102-AILD-D640 | NA | NA | NA | AHU Vendor | By Vendor | By Vendor | By Vendor | Part of Package unit
D | PDT-D6502 | Electrical Room B AHU-D650 Pre Filter Differential Pressure Transmitter | 1-0102-PPID-D606 | NA | 1-0102-AILD-D650 | NA | NA | NA | AHU Vendor | By Vendor | By Vendor | By Vendor | Part of Package unit
D | PDT-D6503 | Electrical Room B AHU-D650 Post Filter Differential Pressure Transmitter | 1-0102-PPID-D606 | NA | 1-0102-AILD-D650 | NA | NA | NA | AHU Vendor | By Vendor | By Vendor | By Vendor | Part of Package unit
D | PDT-D6504 | Electrical Room B AHU-D650 Final Filter Differential Pressure Transmitter | 1-0102-PPID-D606 | NA | 1-0102-AILD-D650 | NA | NA | NA | AHU Vendor | By Vendor | By Vendor | By Vendor | Part of Package unit
D | PG-D3211 | Fermenter Recirculation Pump P-D321 Intake Pressure Gauge | 1-0102-PPID-D303 | NA | NA | NA | NA | A-0102-ADTS-D305 | Contractor - I&C | 0 | 100 | kPa | -
D | PG-D3212 | Fermenter Recirculation Pump P-D321 Discharge Pressure Gauge | 1-0102-PPID-D303 | NA | NA | NA | NA | A-0102-ADTS-D305 | Contractor - I&C | 0 | 250 | kPa | -
D | PG-D3221 | Fermenter Recirculation Pump P-D322 Intake Pressure Gauge | 1-0102-PPID-D303 | NA | NA | NA | NA | A-0102-ADTS-D305 | Contractor - I&C | 0 | 100 | kPa | -
D | PG-D3222 | Fermenter Recirculation Pump P-D322 Discharge Pressure Gauge | 1-0102-PPID-D303 | NA | NA | NA | NA | A-0102-ADTS-D305 | Contractor - I&C | 0 | 250 | kPa | -
D | PG-D3231 | Fermenter Recirculation Pump P-D323 Intake Pressure Gauge | 1-0102-PPID-D303 | NA | NA | NA | NA | A-0102-ADTS-D305 | Contractor - I&C | 0 | 100 | kPa | -
D | PG-D3232 | Fermenter Recirculation Pump P-D323 Discharge Pressure Gauge | 1-0102-PPID-D303 | NA | NA | NA | NA | A-0102-ADTS-D305 | Contractor - I&C | 0 | 250 | kPa | -
D | PG-D4052 | TWAS Pump P-D405 Discharge Pressure Gauge | 1-0102-PPID-D403 | NA | NA | NA | NA | A-0102-ADTS-D402 | Contractor - I&C | 0 | 1600 | kPa | -
D | PG-D4062 | TWAS Pump P-D406 Discharge Pressure Gauge | 1-0102-PPID-D403 | NA | NA | NA | NA | A-0102-ADTS-D402 | Contractor - I&C | 0 | 1600 | kPa | -
D | PG-D4111 | FSL RDT FEED Pump P-D411 Intake Pressure Gauge | 1-0102-PPID-D404 | NA | NA | NA | NA | A-0102-ADTS-D402 | Contractor - I&C | 0 | 600 | kPa | -
D | PG-D4112 | FSL RDT FEED Pump P-D411 Discharge Pressure Gauge | 1-0102-PPID-D404 | NA | NA | NA | NA | A-0102-ADTS-D402 | Contractor - I&C | 0 | 600 | kPa | -
D | PG-D4121 | FSL RDT FEED Pump P-D412 Intake Pressure Gauge | 1-0102-PPID-D404 | NA | NA | NA | NA | A-0102-ADTS-D402 | Contractor - I&C | 0 | 600 | kPa | -
D | PG-D4122 | FSL RDT FEED Pump P-D412 Discharge Pressure Gauge | 1-0102-PPID-D404 | NA | NA | NA | NA | A-0102-ADTS-D402 | Contractor - I&C | 0 | 600 | kPa | -
D | PG-D4131 | FSL RDT FEED Pump P-D413 Intake Pressure Gauge | 1-0102-PPID-D405 | NA | NA | NA | NA | A-0102-ADTS-D402 | Contractor - I&C | 0 | 600 | kPa | -
D | PG-D4132 | FSL RDT FEED Pump P-D413 Discharge Pressure Gauge | 1-0102-PPID-D405 | NA | NA | NA | NA | A-0102-ADTS-D402 | Contractor - I&C | 0 | 600 | kPa | -
D | PG-D4141 | FSL RDT FEED Pump P-D414 Intake Pressure Gauge | 1-0102-PPID-D405 | NA | NA | NA | NA | A-0102-ADTS-D402 | Contractor - I&C | 0 | 600 | kPa | -
D | PG-D4142 | FSL RDT FEED Pump P-D414 Discharge Pressure Gauge | 1-0102-PPID-D405 | NA | NA | NA | NA | A-0102-ADTS-D402 | Contractor - I&C | 0 | 600 | kPa | -
D | PG-D4182 | TFS Pump P-D418 Discharge Pressure Gauge | 1-0102-PPID-D408 | NA | NA | NA | NA | A-0102-ADTS-D404 | Contractor - I&C | 0 | 1600 | kPa | -
D | PG-D4192 | TFS Pump P-D419 Discharge Pressure Gauge | 1-0102-PPID-D408 | NA | NA | NA | NA | A-0102-ADTS-D404 | Contractor - I&C | 0 | 1600 | kPa | -
D | PG-D4202 | TFS Pump P-D420 Discharge Pressure Gauge | 1-0102-PPID-D409 | NA | NA | NA | NA | A-0102-ADTS-D404 | Contractor - I&C | 0 | 1600 | kPa | -
D | PG-D4331 | Automatic Strainer STR-D433 Inlet Pressure Gauge | 1-0102-PPID-D410 | NA | NA | NA | NA | A-0102-ADTS-D405 | Contractor - I&C | 0 | 1000 | kPa | -
D | PG-D4332 | Automatic Strainer STR-D433 Outlet Pressure Gauge | 1-0102-PPID-D410 | NA | NA | NA | NA | A-0102-ADTS-D405 | Contractor - I&C | 0 | 1000 | kPa | -
D | PG-D4341 | Automatic Strainer STR-D434 Inlet Pressure Gauge | 1-0102-PPID-D410 | NA | NA | NA | NA | A-0102-ADTS-D405 | Contractor - I&C | 0 | 1000 | kPa | -
D | PG-D4342 | Automatic Strainer STR-D434 Outlet Pressure Gauge | 1-0102-PPID-D410 | NA | NA | NA | NA | A-0102-ADTS-D405 | Contractor - I&C | 0 | 1000 | kPa | -
D | PG-D4511 | WAS Filtrate Pump P-D451 Intake Pressure Gauge | 1-0102-PPID-D411 | NA | NA | NA | NA | A-0102-ADTS-D409 | Contractor - I&C | 0 | 100 | kPa | -
D | PG-D4512 | WAS Filtrate Pump P-D451 Discharge Pressure Gauge | 1-0102-PPID-D411 | NA | NA | NA | NA | A-0102-ADTS-D409 | Contractor - I&C | 0 | 500 | kPa | -
D | PG-D4521 | WAS Filtrate Pump P-D452 Intake Pressure Gauge | 1-0102-PPID-D411 | NA | NA | NA | NA | A-0102-ADTS-D409 | Contractor - I&C | 0 | 100 | kPa | -
D | PG-D4522 | WAS Filtrate Pump P-D452 Discharge Pressure Gauge | 1-0102-PPID-D411 | NA | NA | NA | NA | A-0102-ADTS-D409 | Contractor - I&C | 0 | 500 | kPa | -
D | PG-D4611 | FSL Filtrate Pump P-D461 Intake Pressure Gauge | 1-0102-PPID-D412 | NA | NA | NA | NA | A-0102-ADTS-D412 | Contractor - I&C | 0 | 100 | kPa | -
D | PG-D4612 | FSL Filtrate Pump P-D461 Discharge Pressure Gauge | 1-0102-PPID-D412 | NA | NA | NA | NA | A-0102-ADTS-D412 | Contractor - I&C | 0 | 200 | kPa | -
D | PG-D4621 | FSL Filtrate Pump P-D462 Intake Pressure Gauge | 1-0102-PPID-D412 | NA | NA | NA | NA | A-0102-ADTS-D412 | Contractor - I&C | 0 | 100 | kPa | -
D | PG-D4622 | FSL Filtrate Pump P-D462 Discharge Pressure Gauge | 1-0102-PPID-D412 | NA | NA | NA | NA | A-0102-ADTS-D412 | Contractor - I&C | 0 | 200 | kPa | -
D | PG-D4631 | FSL Filtrate Pump P-D463 Intake Pressure Gauge | 1-0102-PPID-D413 | NA | NA | NA | NA | A-0102-ADTS-D412 | Contractor - I&C | 0 | 100 | kPa | -
D | PG-D4632 | FSL Filtrate Pump P-D463 Discharge Pressure Gauge | 1-0102-PPID-D413 | NA | NA | NA | NA | A-0102-ADTS-D412 | Contractor - I&C | 0 | 200 | kPa | -
D | PG-D4641 | FSL Filtrate Pump P-D464 Intake Pressure Gauge | 1-0102-PPID-D413 | NA | NA | NA | NA | A-0102-ADTS-D412 | Contractor - I&C | 0 | 100 | kPa | -
D | PG-D4642 | FSL Filtrate Pump P-D464 Discharge Pressure Gauge | 1-0102-PPID-D413 | NA | NA | NA | NA | A-0102-ADTS-D412 | Contractor - I&C | 0 | 200 | kPa | -
D | PSH-D4052 | TWAS Pump P-D405 Discharge Pressure Switch | 1-0102-PPID-D403 | 1-0102-AGAD-D003 | 1-0102-EMCL-D405 | NA | NA | See Spec. | Contractor - I&C | NA | NA | NA | -
D | PSH-D4062 | TWAS Pump P-D406 Discharge Pressure Switch | 1-0102-PPID-D403 | 1-0102-AGAD-D003 | 1-0102-EMCL-D406 | NA | NA | See Spec. | Contractor - I&C | NA | NA | NA | -
D | PSH-D4112 | FSL RDT FEED Pump P-D411 Discharge Pressure Switch | 1-0102-PPID-D404 | 1-0102-AGAD-D001 | 1-0102-EMCL-D411 | NA | NA | See Spec. | Contractor - I&C | NA | NA | NA | -
D | PSH-D4122 | FSL RDT FEED Pump P-D412 Discharge Pressure Switch | 1-0102-PPID-D404 | 1-0102-AGAD-D001 | 1-0102-EMCL-D412 | NA | NA | See Spec. | Contractor - I&C | NA | NA | NA | -
D | PSH-D4132 | FSL RDT FEED Pump P-D413 Discharge Pressure Switch | 1-0102-PPID-D405 | 1-0102-AGAD-D001 | 1-0102-EMCL-D413 | NA | NA | See Spec. | Contractor - I&C | NA | NA | NA | -
D | PSH-D4142 | FSL RDT FEED Pump P-D414 Discharge Pressure Switch | 1-0102-PPID-D405 | 1-0102-AGAD-D001 | 1-0102-EMCL-D414 | NA | NA | See Spec. | Contractor - I&C | NA | NA | NA | -
D | PSH-D4182 | TFS Pump P-D418 Discharge Pressure Switch | 1-0102-PPID-D408 | 1-0102-AGAD-D003 | 1-0102-EMCL-D418 | NA | NA | See Spec. | Contractor - I&C | NA | NA | NA | -
D | PSH-D4192 | TFS Pump P-D419 Discharge Pressure Switch | 1-0102-PPID-D408 | 1-0102-AGAD-D003 | 1-0102-EMCL-D419 | NA | NA | See Spec. | Contractor - I&C | NA | NA | NA | -
D | PSH-D4202 | TFS Pump P-D420 Discharge Pressure Switch | 1-0102-PPID-D409 | 1-0102-AGAD-D003 | 1-0102-EMCL-D420 | NA | NA | See Spec. | Contractor - I&C | NA | NA | NA | -
D | PSL-D3213 | Fermenter Recirculation Pump P-D321 Seal Water Pressure Switch | 1-0102-PPID-D303 | 1-0102-AGAD-D002 | 1-0102-EMCL-D321 | NA | NA | See Spec. | Contractor - I&C | NA | NA | NA | -
D | PSL-D3223 | Fermenter Recirculation Pump P-D322 Seal Water Pressure Switch | 1-0102-PPID-D303 | 1-0102-AGAD-D002 | 1-0102-EMCL-D322 | NA | NA | See Spec. | Contractor - I&C | NA | NA | NA | -
D | PSL-D3233 | Fermenter Recirculation Pump P-D323 Seal Water Pressure Switch | 1-0102-PPID-D303 | 1-0102-AGAD-D002 | 1-0102-EMCL-D323 | NA | NA | See Spec. | Contractor - I&C | NA | NA | NA | -
D | TE-D4050-1-3 | TWAS Pump P-D405 Motor Winding Temperature Sensors | 1-0102-PPID-D403 | NA | 1-0102-EMCL-D405 | NA | NA | See Spec. | Pump Vendor | NA | NA | NA | Part of Pump Motor
D | TE-D4060-1-3 | TWAS Pump P-D406 Motor Winding Temperature Sensors | 1-0102-PPID-D403 | NA | 1-0102-EMCL-D406 | NA | NA | See Spec. | Pump Vendor | NA | NA | NA | Part of Pump Motor
D | TE-D4110-1-3 | FSL RDT FEED Pump P-D411 Motor Winding Temperature Sensors | 1-0102-PPID-D404 | NA | 1-0102-EMCL-D411 | NA | NA | See Spec. | Pump Vendor | NA | NA | NA | Part of Pump Motor
D | TE-D4120-1-3 | FSL RDT FEED Pump P-D412 Motor Winding Temperature Sensors | 1-0102-PPID-D404 | NA | 1-0102-EMCL-D412 | NA | NA | See Spec. | Pump Vendor | NA | NA | NA | Part of Pump Motor
D | TE-D4130-1-3 | FSL RDT FEED Pump P-D413 Motor Winding Temperature Sensors | 1-0102-PPID-D405 | NA | 1-0102-EMCL-D413 | NA | NA | See Spec. | Pump Vendor | NA | NA | NA | Part of Pump Motor
D | TE-D4140-1-3 | FSL RDT FEED Pump P-D414 Motor Winding Temperature Sensors | 1-0102-PPID-D405 | NA | 1-0102-EMCL-D414 | NA | NA | See Spec. | Pump Vendor | NA | NA | NA | Part of Pump Motor
D | TE-D4180-1-3 | TFS Pump P-D418 Motor Winding Temperature Sensors | 1-0102-PPID-D408 | NA | 1-0102-EMCL-D418 | NA | NA | See Spec. | Pump Vendor | NA | NA | NA | Part of Pump Motor
D | TE-D4190-1-3 | TFS Pump P-D419 Motor Winding Temperature Sensors | 1-0102-PPID-D408 | NA | 1-0102-EMCL-D419 | NA | NA | See Spec. | Pump Vendor | NA | NA | NA | Part of Pump Motor
D | TE-D4200-1-3 | TFS Pump P-D420 Motor Winding Temperature Sensors | 1-0102-PPID-D409 | NA | 1-0102-EMCL-D420 | NA | NA | See Spec. | Pump Vendor | NA | NA | NA | Part of Pump Motor
D | TSH-D3010 | Primary Sludge Fermenters Train 1 Mixer MXR-D301 Temperature Switch | 1-0102-PPID-D301 | NA | 1-0102-EMCL-D301 | NA | NA | NA | Mixer Vendor | NA | NA | NA | Part of Mixer Motor
D | TSH-D3020 | Primary Sludge Fermenters Train 1 Mixer MXR-D302 Temperature Switch | 1-0102-PPID-D301 | NA | 1-0102-EMCL-D302 | NA | NA | NA | Mixer Vendor | NA | NA | NA | Part of Mixer Motor
D | TSH-D3030 | Primary Sludge Fermenters Train 1 Mixer MXR-D303 Temperature Switch | 1-0102-PPID-D301 | NA | 1-0102-EMCL-D303 | NA | NA | NA | Mixer Vendor | NA | NA | NA | Part of Mixer Motor
D | TSH-D3040 | Primary Sludge Fermenters Train 1 Mixer MXR-D304 Temperature Switch | 1-0102-PPID-D301 | NA | 1-0102-EMCL-D304 | NA | NA | NA | Mixer Vendor | NA | NA | NA | Part of Mixer Motor
D | TSH-D3110 | Primary Sludge Fermenters Train 2 Mixer MXR-D311 Temperature Switch | 1-0102-PPID-D302 | NA | 1-0102-EMCL-D311 | NA | NA | NA | Mixer Vendor | NA | NA | NA | Part of Mixer Motor
D | TSH-D3120 | Primary Sludge Fermenters Train 2 Mixer MXR-D312 Temperature Switch | 1-0102-PPID-D302 | NA | 1-0102-EMCL-D312 | NA | NA | NA | Mixer Vendor | NA | NA | NA | Part of Mixer Motor
D | TSH-D3130 | Primary Sludge Fermenters Train 2 Mixer MXR-D313 Temperature Switch | 1-0102-PPID-D302 | NA | 1-0102-EMCL-D313 | NA | NA | NA | Mixer Vendor | NA | NA | NA | Part of Mixer Motor
D | TSH-D3140 | Primary Sludge Fermenters Train 2 Mixer MXR-D314 Temperature Switch | 1-0102-PPID-D302 | NA | 1-0102-EMCL-D314 | NA | NA | NA | Mixer Vendor | NA | NA | NA | Part of Mixer Motor
D | TSL-D6103 | RDT Room AHU-D610 Low Temperature Switch | 1-0102-PPID-D601 | NA | 1-0102-AILD-D610 | NA | NA | NA | AHU Vendor | NA | NA | NA | Part of Package unit
D | TSL-D6203 | RDT Pump Room AHU-D620 Low Temperature Switch | 1-0102-PPID-D602 | NA | 1-0102-AILD-D620 | NA | NA | NA | AHU Vendor | NA | NA | NA | Part of Package unit
D | TT-D6104 | RDT Room AHU-D610 Temperature Transmitter | 1-0102-PPID-D601 | NA | 1-0102-AILD-D610 | NA | NA | NA | AHU Vendor | By Vendor | By Vendor | By Vendor | Part of Package unit
D | TT-D6132 | RDT Room Temperature Transmitter | 1-0102-PPID-D605 | 1-0102-AGAD-D003 | 1-0102-AILD-D612 | NA | A-0102-ADTS-R604 | A-0102-ADTS-D601 | Contractor - I&C | 0 | 50 | °C | -
D | TT-D6204 | RDT Pump Room AHU-D620 Temperature Transmitter | 1-0102-PPID-D602 | NA | 1-0102-AILD-D620 | NA | NA | NA | AHU Vendor | By Vendor | By Vendor | By Vendor | Part of Package unit
D | TT-D6232 | RDT Pump Room Temperature Transmitter | 1-0102-PPID-D604 | 1-0102-AGAD-D001 | 1-0102-AILD-D622 | NA | A-0102-ADTS-R604 | A-0102-ADTS-D601 | Contractor - I&C | 0 | 50 | °C | -
D | TT-D6406 | Electrical Room A Temperature Transmitter | 1-0102-PPID-D603 | 1-0102-EGAD-D001 | 1-0102-AILD-D644 | NA | NA | See Spec. | Contractor - I&C | 4 | 32 | °C | -
D | TT-D6506 | Electrical Room B Temperature Transmitter | 1-0102-PPID-D606 | 1-0102-EGAD-D002 | 1-0102-AILD-D651 | NA | NA | See Spec. | Contractor - I&C | 4 | 32 | °C | -
D | TT-D6711 | Outdoor Air Temperature Transmitter | 1-0102-PPID-D601 | 1-0102-AGAD-D004 | 1-0102-AILD-D671 | NA | A-0102-ADTS-R604 | A-0102-ADTS-D601 | Contractor - I&C | -50 | 50 | °C | -
D | XK-D3011 | Primary Sludge To Fermenter Train 1 Control Valve Remote Station | 1-0102-PPID-D301 | 1-0102-AGAD-D002 | NA | NA | NA | See Spec. | Contractor - I&C | NA | NA | NA
D | XK-D3111 | Primary Sludge To Fermenter Train 2 Control Valve Remote Station | 1-0102-PPID-D302 | 1-0102-AGAD-D002 | NA | NA | NA | See Spec. | Contractor - I&C | NA | NA | NA
D | XV-D3011 | Primary Sludge To Fermenter Train 1 Control Valve | 1-0102-PPID-D301 | 1-0102-AGAD-D002 | NA | 1-0102-AIFS-D003-001 | NA | See Spec. | Contractor - I&C | NA | NA | NA | -
D | XV-D3012 | Primary Sludge Fermenter Train 1 Cell 1 Flushing Water Valve | 1-0102-PPID-D301 | 1-0102-AGAD-D007 | NA | 1-0102-AIFS-D003-001 | NA | See Spec. | Contractor - I&C | NA | NA | NA | -
D | XV-D3022 | Primary Sludge Fermenter Train 1 Cell 2 Flushing Water Valve | 1-0102-PPID-D301 | 1-0102-AGAD-D007 | NA | 1-0102-AIFS-D003-001 | NA | See Spec. | Contractor - I&C | NA | NA | NA | -
D | XV-D3032 | Primary Sludge Fermenter Train 1 Cell 3 Flushing Water Valve | 1-0102-PPID-D301 | 1-0102-AGAD-D007 | NA | 1-0102-AIFS-D003-001 | NA | See Spec. | Contractor - I&C | NA | NA | NA | -
D | XV-D3043 | Primary Sludge To Fermenter Train 1 Cell 4 Control Valve | 1-0102-PPID-D301 | 1-0102-AGAD-D001 | NA | 1-0102-AIFS-D002 | NA | See Spec. | Contractor - I&C | NA | NA | NA | -
D | XV-D3048 | Primary Sludge Fermenter Train 1 Cell 4 Flushing Water Valve 1 | 1-0102-PPID-D301 | 1-0102-AGAD-D001 | NA | 1-0102-AIFS-D002 | NA | See Spec. | Contractor - I&C | NA | NA | NA | -
D | XV-D3049 | Primary Sludge Fermenter Train 1 Cell 4 Flushing Water Valve 2 | 1-0102-PPID-D301 | 1-0102-AGAD-D001 | NA | 1-0102-AIFS-D011 | NA | See Spec. | Contractor - I&C | NA | NA | NA | -
D | XV-D3111 | Primary Sludge To Fermenter Train 2 Control Valve | 1-0102-PPID-D302 | 1-0102-AGAD-D002 | NA | 1-0102-AIFS-D012-001 | NA | See Spec. | Contractor - I&C | NA | NA | NA | -
D | XV-D3112 | Primary Sludge Fermenter Train 2 Cell 1 Flushing Water Valve | 1-0102-PPID-D302 | 1-0102-AGAD-D007 | NA | 1-0102-AIFS-D012-001 | NA | See Spec. | Contractor - I&C | NA | NA | NA | -
D | XV-D3122 | Primary Sludge Fermenter Train 2 Cell 2 Flushing Water Valve | 1-0102-PPID-D302 | 1-0102-AGAD-D007 | NA | 1-0102-AIFS-D012-001 | NA | See Spec. | Contractor - I&C | NA | NA | NA | -
D | XV-D3132 | Primary Sludge Fermenter Train 2 Cell 3 Flushing Water Valve | 1-0102-PPID-D302 | 1-0102-AGAD-D007 | NA | 1-0102-AIFS-D012-001 | NA | See Spec. | Contractor - I&C | NA | NA | NA | -
D | XV-D3143 | Primary Sludge To Fermenter Train 2 Cell 4 Control Valve | 1-0102-PPID-D302 | 1-0102-AGAD-D001 | NA | 1-0102-AIFS-D011 | NA | See Spec. | Contractor - I&C | NA | NA | NA | -
D | XV-D3148 | Primary Sludge Fermenter Train 2 Cell 4 Flushing Water Valve 1 | 1-0102-PPID-D302 | 1-0102-AGAD-D001 | NA | 1-0102-AIFS-D011 | NA | See Spec. | Contractor - I&C | NA | NA | NA | -
D | XV-D3149 | Primary Sludge Fermenter Train 2 Cell 4 Flushing Water Valve 2 | 1-0102-PPID-D302 | 1-0102-AGAD-D001 | NA | 1-0102-AIFS-D011 | NA | See Spec. | Contractor - I&C | NA | NA | NA | -
D | XV-D4031 | WAS To Flocculation Tank TK-D403-1 Inlet Valve | 1-0102-PPID-D402 | 1-0102-AGAD-D002 | NA | 1-0102-AIFS-D003-002 | NA | See Spec. | Contractor - I&C | NA | NA | NA | -
D | XV-D4032 | Flushing Water To Flocculation Tank TK-D403-1 Supply Valve | 1-0102-PPID-D402 | 1-0102-AGAD-D002 | 1-0102-AILD-D401 | NA | NA | See Spec. | Contractor - I&C | NA | NA | NA | -
D | XV-D4034 | RDT-D403 Flushing Water Solenoid Valve | 1-0102-PPID-D402 | 1-0102-AGAD-D003 | By Vendor | NA | See Vendor Details | NA | RDT Vendor | NA | NA | NA | Part of Package System
D | XV-D4041 | WAS To Flocculation Tank TK-D404-1 Control Valve | 1-0102-PPID-D402 | 1-0102-AGAD-D002 | NA | 1-0102-AIFS-D012-002 | NA | See Spec. | Contractor - I&C | NA | NA | NA | -
D | XV-D4042 | Flushing Water To Flocculation Tank TK-D404-1 Supply Valve | 1-0102-PPID-D402 | 1-0102-AGAD-D002 | 1-0102-AILD-D402 | NA | NA | See Spec. | Contractor - I&C | NA | NA | NA | -
D | XV-D4044 | RDT-D404 Flushing Water Solenoid Valve | 1-0102-PPID-D402 | 1-0102-AGAD-D003 | By Vendor | NA | See Vendor Details | NA | RDT Vendor | NA | NA | NA | Part of Package System
D | XV-D4113 | Standby FSL RDT Feed Pump P-D414 To RDT-D415 Valve | 1-0102-PPID-D404 | 1-0102-AGAD-D001 | NA | 1-0102-AIFS-D002 | NA | See Spec. | Contractor - I&C | NA | NA | NA | -
D | XV-D4123 | Standby FSL RDT Feed Pump P-D414 To RDT-D416 Valve | 1-0102-PPID-D404 | 1-0102-AGAD-D001 | NA | 1-0102-AIFS-D011 | NA | See Spec. | Contractor - I&C | NA | NA | NA | -
D | XV-D4133 | Standby FSL RDT Feed Pump P-D414 To RDT-D417 Valve | 1-0102-PPID-D405 | 1-0102-AGAD-D001 | NA | 1-0102-AIFS-D002 | NA | See Spec. | Contractor - I&C | NA | NA | NA | -
D | XV-D4151 | FSL To Flocculation Tank TK-D415-1 Control Valve | 1-0102-PPID-D406 | 1-0102-AGAD-D001 | NA | 1-0102-AIFS-D002 | NA | See Spec. | Contractor - I&C | NA | NA | NA | -
D | XV-D4152 | Flushing Water To Flocculation Tank TK-D415-1 Supply Valve | 1-0102-PPID-D406 | 1-0102-AGAD-D001 | 1-0102-AILD-D411 | NA | NA | See Spec. | Contractor - I&C | NA | NA | NA | -
D | XV-D4154 | RDT-D415 Flushing Water Solenoid Valve | 1-0102-PPID-D406 | 1-0102-AGAD-D003 | By Vendor | NA | See Vendor Details | NA | RDT Vendor | NA | NA | NA | Part of Package System
D | XV-D4161 | FSL To Flocculation Tank TK-D416-1 Inlet Valve | 1-0102-PPID-D406 | 1-0102-AGAD-D001 | NA | 1-0102-AIFS-D011 | NA | See Spec. | Contractor - I&C | NA | NA | NA | -
D | XV-D4162 | Flushing Water To Flocculation Tank TK-D416-1 Supply Valve | 1-0102-PPID-D406 | 1-0102-AGAD-D001 | 1-0102-AILD-D412 | NA | NA | See Spec. | Contractor - I&C | NA | NA | NA | -
D | XV-D4164 | RDT-D416 Flushing Water Solenoid Valve | 1-0102-PPID-D406 | 1-0102-AGAD-D003 | By Vendor | NA | See Vendor Details | NA | RDT Vendor | NA | NA | NA | Part of Package System
D | XV-D4171 | FSL To Flocculation Tank TK-D417-1 Inlet Valve | 1-0102-PPID-D407 | 1-0102-AGAD-D001 | NA | 1-0102-AIFS-D002 | NA | See Spec. | Contractor - I&C | NA | NA | NA | -
D | XV-D4172 | Flushing Water To Flocculation Tank TK-D417-1 Supply Valve | 1-0102-PPID-D407 | 1-0102-AGAD-D001 | 1-0102-AILD-D413 | NA | NA | See Spec. | Contractor - I&C | NA | NA | NA | -
D | XV-D4174 | RDT-D417 Flushing Water Solenoid Valve | 1-0102-PPID-D407 | 1-0102-AGAD-D003 | By Vendor | NA | See Vendor Details | NA | RDT Vendor | NA | NA | NA | Part of Package System
D | XV-D6101 | RDT Room AHU-D610 Air Intake Damper | 1-0102-PPID-D601 | NA | 1-0102-AILD-D610 | NA | NA | NA | Contractor - Mech. | NA | NA | NA | Part of Package unit
D | XV-D6111 | RDT Room Exhaust Fan EF-D611 Intake Damper | 1-0102-PPID-D605 | 1-0102-AGAD-D004 | 1-0102-EMCL-D611 | NA | NA | See Spec. | Contractor - Mech. | NA | NA | NA | -
D | XV-D6113 | RDT Room Exhaust Fan EF-D611 Discharge Damper | 1-0102-PPID-D605 | 1-0102-AGAD-D004 | 1-0102-EMCL-D611 | NA | NA | See Spec. | Contractor - Mech. | NA | NA | NA | -
D | XV-D6121 | RDT Room Exhaust Fan EF-D612 Intake Damper | 1-0102-PPID-D605 | 1-0102-AGAD-D004 | 1-0102-EMCL-D612 | NA | NA | See Spec. | Contractor - Mech. | NA | NA | NA | -
D | XV-D6123 | RDT Room Exhaust Fan EF-D612 Discharge Damper | 1-0102-PPID-D605 | 1-0102-AGAD-D004 | 1-0102-EMCL-D612 | NA | NA | See Spec. | Contractor - Mech. | NA | NA | NA | -
D | XV-D6201 | RDT Pump Room AHU-D620 Air Intake Damper | 1-0102-PPID-D602 | NA | 1-0102-AILD-D620 | NA | NA | NA | Contractor - Mech. | NA | NA | NA | Part of Package unit
D | XV-D6207 | Pressurization Unit AHU-D640 Intake Damper | 1-0102-PPID-D602 | 1-0102-EGAD-D001 | 1-0102-AILD-D623 | NA | NA | See Spec. | Contractor - Mech. | NA | NA | NA | -
D | XV-D6208 | Pressurization Unit AHU-D650 Intake Damper | 1-0102-PPID-D602 | 1-0102-EGAD-D002 | 1-0102-AILD-D624 | NA | NA | See Spec. | Contractor - Mech. | NA | NA | NA | -
D | XV-D6211 | RDT Pump Room Exhaust Fan EF-D621 Intake Damper | 1-0102-PPID-D604 | 1-0102-AGAD-D001 | 1-0102-EMCL-D621 | NA | NA | See Spec. | Contractor - Mech. | NA | NA | NA | -
D | YV-D3213 | Fermenter Recirculation Pump P-D321 Seal Water Solenoid Valve | 1-0102-PPID-D303 | 1-0102-AGAD-D002 | 1-0102-EMCL-D321 | NA | NA | See Spec. | Contractor - I&C | NA | NA | NA | -
D | YV-D3223 | Fermenter Recirculation Pump P-D322 Seal Water Solenoid Valve | 1-0102-PPID-D303 | 1-0102-AGAD-D002 | 1-0102-EMCL-D322 | NA | NA | See Spec. | Contractor - I&C | NA | NA | NA | -
D | YV-D3233 | Fermenter Recirculation Pump P-D323 Seal Water Solenoid Valve | 1-0102-PPID-D303 | 1-0102-AGAD-D002 | 1-0102-EMCL-D323 | NA | NA | See Spec. | Contractor - I&C | NA | NA | NA | -
D | ZSC-D9611 | RDT Room Exterior Door Switch | 1-0102-PPID-D901 | 1-0102-AGAD-D003 | 1-0102-AILD-D901 | NA | 1-0102-ADTL-A006 | See Spec. | Contractor - I&C | NA | NA | NA
D | ZSC-D9612 | RDT Room Exterior Overhead Door Switch | 1-0102-PPID-D901 | 1-0102-AGAD-D003 | 1-0102-AILD-D901 | NA | 1-0102-ADTL-A006 | See Spec. | Contractor - I&C | NA | NA | NA
D | ZSC-D9613 | RDT Room Overhead Door From Truck Bay Switch | 1-0102-PPID-D901 | 1-0102-AGAD-D003 | 1-0102-AILD-D902 | NA | 1-0102-ADTL-A006 | See Spec. | Contractor - I&C | NA | NA | NA
D | ZSC-D9621 | Electrical Room A Exterior Door Switch | 1-0102-PPID-D901 | 1-0102-EGAD-D001 | 1-0102-AILD-D901 | NA | 1-0102-ADTL-A006 | See Spec. | Contractor - I&C | NA | NA | NA
D | ZSC-D9631 | Junction Chamber Exterior Door Switch | 1-0102-PPID-D901 | 1-0102-AGAD-D006 | 1-0102-AILD-D901 | NA | 1-0102-ADTL-A006 | See Spec. | Contractor - I&C | NA | NA | NA
D | ZSC-D9641 | Electrical Room B Door Switch | 1-0102-PPID-D901 | 1-0102-EGAD-D002 | 1-0102-AILD-D901 | NA | 1-0102-ADTL-A006 | See Spec. | Contractor - I&C | NA | NA | NA
G | AE-G3611 | Grit Effluent Channel Sample Line Turb Sensor | 1-0102-PPID-K101 | 1-0102-AGAD-G010 | 1-0102-AILD-G325 | NA | NA | NA | HRC Vendor | By Vendor | By Vendor | By Vendor | Part of Packaged unit
G | AE-G3612 | Grit Effluent Channel Sample Line pH Sensor | 1-0102-PPID-K101 | 1-0102-AGAD-G010 | 1-0102-AILD-G325 | NA | NA | NA | HRC Vendor | By Vendor | By Vendor | By Vendor | Part of Packaged unit
G | AIT-G3613 | Grit Effluent Channel Sample Line Analyzer | 1-0102-PPID-K101 | 1-0102-AGAD-G010 | 1-0102-AILD-G325 | 1-0102-AIFS-G003 | NA | NA | HRC Vendor | NA | NA |  | Part of Packaged unit
G | FE-G1061 | Raw Sewage Pump P-G101 Flow Sensor | 1-0102-PPID-G101 | 1-0102-AGAD-G003 | 1-0102-AILD-G109 | NA | 1-0102-ADTL-A003 | A-0102-ADTS-G101 | Contractor - I&C | NA | NA | NA | -
G | FE-G1121 | Raw Sewage Pump P-G102 Flow Sensor | 1-0102-PPID-G103 | 1-0102-AGAD-G003 | 1-0102-AILD-G114 | NA | 1-0102-ADTL-A003 | A-0102-ADTS-G102 | Contractor - I&C | NA | NA | NA | -
G | FE-G3231 | Grit Slurry Pump To CYC-G341-1 and CYC-G342-1 Flow Sensor | 1-0102-PPID-G302 | 1-0102-AGAD-G010 | 1-0102-AILD-G306 | NA | 1-0102-ADTL-A003 | A-0102-ADTS-G301 | Contractor - I&C | NA | NA | NA | -
G | FE-G3251 | Grit Slurry Pump To CYC-G341-2 and CYC-G342-2 Flow Sensor | 1-0102-PPID-G302 | 1-0102-AGAD-G010 | 1-0102-AILD-G306 | NA | 1-0102-ADTL-A003 | A-0102-ADTS-G301 | Contractor - I&C | NA | NA | NA | -
G | FE-G3614 | Grit Effluent Channel Sample Line Flow Sensor | 1-0102-PPID-K101 | 1-0102-AGAD-G010 | 1-0102-AILD-G326 | NA | NA | See spec | Contractor - I&C | NA | NA | NA | -
G | FE-G6108 | AHU-G640 Intake Air Flow Sensor To AHU-G640 | 1-0102-PPID-G617 | 1-0102-AGAD-G012 | 1-0102-AILD-G613 | NA | 1-0102-ADTL-A003 | A-0102-ADTS-G601 | Contractor - I&C | NA | NA | NA | -
G | FE-G6112 | Exhaust Fan EF-G611 Air Flow Sensor | 1-0102-PPID-G620 | 1-0102-AGAD-G013 | 1-0102-AILD-G614 | NA | 1-0102-ADTL-A003 | A-0102-ADTS-G602 | Contractor - I&C | NA | NA | NA | -
G | FE-G6208 | AHU-G649 Intake Air Flow Sensor | 1-0102-PPID-G608 | 1-0102-AGAD-G008 | 1-0102-AILD-G623 | NA | 1-0102-ADTL-A003 | A-0102-ADTS-G603 | Contractor - I&C | NA | NA | NA | -
G | FE-G6621 | Hot Water Supply Flow Sensor | 1-0102-PPID-G624 | 1-0102-AGAD-G006 | 1-0102-AILD-G653 | NA | 1-0102-ADTL-A003 | A-0102-ADTS-G604 | Contractor - I&C | NA | NA | NA | -
G | FIT-G1061 | Raw Sewage Pump P-G101 Flow Transmitter | 1-0102-PPID-G101 | 1-0102-AGAD-G003 | 1-0102-AILD-G108 | 1-0102-AIFS-G002 | 1-0102-ADTL-A003 | A-0102-ADTS-G101 | Contractor - I&C | 0 | 20 | ML/d
G | FIT-G1121 | Raw Sewage Pump P-G102 Flow Transmitter | 1-0102-PPID-G103 | 1-0102-AGAD-G003 | 1-0102-AILD-G114 | 1-0102-AIFS-G007 | 1-0102-ADTL-A003 | A-0102-ADTS-G102 | Contractor - I&C | 0 | 124 | ML/d
G | FIT-G3231 | Grit Slurry Pump To CYC-G341-1 and CYC-G342-1 Flow Transmitter | 1-0102-PPID-G302 | 1-0102-AGAD-G010 | 1-0102-AILD-G306 | 1-0102-AIFS-G003 | 1-0102-ADTL-A003 | A-0102-ADTS-G301 | Contractor - I&C | 0 | 1135 | ML/d | -
G | FIT-G3251 | Grit Slurry Pump To CYC-G341-2 and CYC-G342-2 Flow Transmitter | 1-0102-PPID-G302 | 1-0102-AGAD-G010 | 1-0102-AILD-G306 | 1-0102-AIFS-G008 | 1-0102-ADTL-A003 | A-0102-ADTS-G301 | Contractor - I&C | 0 | 1135 | ML/d | -
G | FIT-G3502 | Channel Aeration Blowers Flow Transmitter | 1-0102-PPID-G307 | 1-0102-AGAD-G009 | 1-0102-AILD-G339 | 1-0102-AIFS-G001-002 | 1-0102-ADTL-A003 | A-0102-ADTS-G302 | Contractor - I&C | 0 | 60000 | L/min
G | FIT-G3503 | Grit Blowers Flow Transmitter | 1-0102-PPID-G306 | 1-0102-AGAD-G009 | 1-0102-AILD-G339 | 1-0102-AIFS-G001-002 | 1-0102-ADTL-A003 | A-0102-ADTS-G303 | Contractor - I&C | 0 | 15000 | L/min | -
G | FIT-G6108 | AHU-G610 Discharge Air Flow Transmitter To AHU-G640 | 1-0102-PPID-G617 | 1-0102-AGAD-G012 | 1-0102-AILD-G613 | NA | 1-0102-ADTL-A003 | A-0102-ADTS-G601 | Contractor - I&C | 0 | 566 | L/s | -
G | FIT-G6112 | Exhaust Fan EF-G611 Air Flow Transmitter | 1-0102-PPID-G620 | 1-0102-AGAD-G013 | 1-0102-AILD-G614 | NA | 1-0102-ADTL-A003 | A-0102-ADTS-G602 | Contractor - I&C | 0 | 5191 | L/s | -
G | FIT-G6208 | AHU-G620 Discharge Air Flow Transmitter To AHU-G649 | 1-0102-PPID-G608 | 1-0102-AGAD-G008 | 1-0102-AILD-G623 | NA | 1-0102-ADTL-A003 | A-0102-ADTS-G603 | Contractor - I&C | 0 | 1000 | L/s | -
G | FIT-G6621 | Hot Water Supply Flow Transmitter | 1-0102-PPID-G624 | 1-0102-AGAD-G006 | 1-0102-AILD-G653 | NA | 1-0102-ADTL-A003 | A-0102-ADTS-G604 | Contractor - I&C | 0 | 40 | ML/d | -
G | FSL-G3614 | Grit Effluent Channel Sample Line Flow Switch | 1-0102-PPID-K101 | 1-0102-AGAD-G010 | 1-0102-AILD-G326 | NA | NA | See Spec. | Contractor - I&C | NA | NA | NA | -
G | FT-G6105-1 | AHU-G610 Flow Transmitter 1 | 1-0102-PPID-G617 | See Vendor Package | 1-0102-AILD-G610 | NA | NA | NA | AHU Vendor | By Vendor | By Vendor | By Vendor | Part of Packaged unit
G | FT-G6105-2 | AHU-G610 Flow Transmitter 2 | 1-0102-PPID-G617 | See Vendor Package | 1-0102-AILD-G610 | NA | NA | NA | AHU Vendor | By Vendor | By Vendor | By Vendor | Part of Packaged unit
G | FT-G6105-3 | AHU-G610 Flow Transmitter 3 | 1-0102-PPID-G617 | See Vendor Package | 1-0102-AILD-G610 | NA | NA | NA | AHU Vendor | By Vendor | By Vendor | By Vendor | Part of Packaged unit
G | FT-G6105-4 | AHU-G610 Flow Transmitter 4 | 1-0102-PPID-G617 | See Vendor Package | 1-0102-AILD-G610 | NA | NA | NA | AHU Vendor | By Vendor | By Vendor | By Vendor | Part of Packaged unit
G | FT-G6205-1 | AHU-G620 Flow Transmitter 1 | 1-0102-PPID-G608 | See Vendor Package | 1-0102-AILD-G620 | NA | NA | NA | AHU Vendor | By Vendor | By Vendor | By Vendor | Part of Packaged unit
G | FT-G6205-2 | AHU-G620 Flow Transmitter 2 | 1-0102-PPID-G608 | See Vendor Package | 1-0102-AILD-G620 | NA | NA | NA | AHU Vendor | By Vendor | By Vendor | By Vendor | Part of Packaged unit
G | FT-G6205-3 | AHU-G620 Flow Transmitter 3 | 1-0102-PPID-G608 | See Vendor Package | 1-0102-AILD-G620 | NA | NA | NA | AHU Vendor | By Vendor | By Vendor | By Vendor | Part of Packaged unit
G | FT-G6205-4 | AHU-G620 Flow Transmitter 4 | 1-0102-PPID-G608 | See Vendor Package | 1-0102-AILD-G620 | NA | NA | NA | AHU Vendor | By Vendor | By Vendor | By Vendor | Part of Packaged unit
G | FT-G6305-1 | AHU-G630 Flow Transmitter 1 | 1-0102-PPID-G618 | See Vendor Package | 1-0102-AILD-G630 | NA | NA | NA | AHU Vendor | By Vendor | By Vendor | By Vendor | Part of Packaged unit
G | FT-G6305-2 | AHU-G630 Flow Transmitter 2 | 1-0102-PPID-G618 | See Vendor Package | 1-0102-AILD-G630 | NA | NA | NA | AHU Vendor | By Vendor | By Vendor | By Vendor | Part of Packaged unit
G | FT-G6305-3 | AHU-G630 Flow Transmitter 3 | 1-0102-PPID-G618 | See Vendor Package | 1-0102-AILD-G630 | NA | NA | NA | AHU Vendor | By Vendor | By Vendor | By Vendor | Part of Packaged unit
G | FT-G6305-4 | AHU-G630 Flow Transmitter 4 | 1-0102-PPID-G618 | See Vendor Package | 1-0102-AILD-G630 | NA | NA | NA | AHU Vendor | By Vendor | By Vendor | By Vendor | Part of Packaged unit
G | FT-G6405 | AHU-G640 Flow Transmitter | 1-0102-PPID-G619 | See Vendor Package | 1-0102-AILD-G640 | NA | NA | NA | AHU Vendor | By Vendor | By Vendor | By Vendor | Part of Packaged unit
G | FV-G6108 | AHU-G610 Discharge Air Damper | 1-0102-PPID-G617 | 1-0102-AGAD-G012 | 1-0102-AILD-G612 | NA | NA | See Spec - Mech. | Contractor - Mech | 0 | 100 | % | -
G | FV-G6208 | AHU-G620 Discharge Air Damper | 1-0102-PPID-G608 | 1-0102-AGAD-G008 | 1-0102-AILD-G622 | NA | NA | See Spec - Mech. | Contractor - Mech | 0 | 100 | % | -
G | HS-G2200-1 | Sluice Water Pumps Screen Room Stop Switch | 1-0102-PPID-G204 | 1-0102-AGAD-G005 | 1-0102-EMCL-G221 and G222 | NA | NA | See Spec | Contractor - I&C | NA | NA | NA | Hazardous Rated, Class I zone 2
G | HS-G2200-2 | Sluice Water Pumps Grit And Screenings Platform Stop Switch | 1-0102-PPID-G204 | 1-0102-AGAD-G013 | 1-0102-EMCL-G221 and G222 | NA | NA | See Spec | Contractor - I&C | NA | NA | NA | -
G | HS-G5661 | Grit Hauler Push Button | 1-0102-PPID-G901 | 1-0102-AGAD-G005 | 1-0102-AILD-G902 | NA | NA | See Spec | Contractor - I&C | NA | NA | NA
G | HS-G9657 | Grit And Screening Roon Alarm Disarm Key Switch | 1-0102-PPID-G902 | 1-0102-AGAD-G012 | 1-0102-AILD-G918 | NA | NA | See Spec - Arch. | Contractor - I&C | NA | NA | NA
G | HSS-G1020-1 | Raw Sewage Pump P-G102 Motor E/S Switch | 1-0102-PPID-G103 | 1-0102-AGAD-G002 | 1-0102-EMCL-G102 | NA | NA | See Spec | Contractor - I&C | NA | NA | NA | -
G | HSS-G1020-2 | Raw Sewage Pump P-G102 Pump E/S Switch | 1-0102-PPID-G103 | 1-0102-AGAD-G004 | 1-0102-EMCL-G102 | NA | NA | See Spec | Contractor - I&C | NA | NA | NA | -
G | HSS-G3410 | Grit Screen GRP-G341 Emergency Rope Switch | 1-0102-PPID-G305 | 1-0102-AGAD-G013 | NA | NA | NA | NA | Screen Vendor | NA | NA | NA | Part of Packaged unit
G | HSS-G3420 | Grit Screen GRP-G342 Emergency Rope Switch | 1-0102-PPID-G305 | 1-0102-AGAD-G013 | NA | NA | NA | NA | Screen Vendor | NA | NA | NA | Part of Packaged unit
G | HV-G3212 | Grit Tank TK-G321 Influent Channel Hand Valve | 1-0102-PPID-G301 | 1-0102-AGAD-G011 | 1-0102-AILD-G322 | NA | NA | See Spec - Mech. | Contractor - Mech | NA | NA | NA
G | HV-G3222 | Grit Tank TK-G322 Influent Channel Hand Valve | 1-0102-PPID-G301 | 1-0102-AGAD-G011 | 1-0102-AILD-G324 | NA | NA | See Spec - Mech. | Contractor - Mech | NA | NA | NA
G | LC-G5211 | Grit Tank 1 & 2 Sump Pit Level Controller | 1-0102-PPID-G505 | 1-0102-AGAD-G010 | 1-0102-EMCL-G513 and G514 | NA | 1-0102-ADTL-A005 | See Spec | Contractor - I&C | NA | NA | NA | -
G | LC-G5311 | Grit and Screening Building Sump Pit Level Controller | 1-0102-PPID-G506 | 1-0102-AGAD-G014 | 1-0102-EMCL-G515 and G516 | NA | 1-0102-ADTL-A005 | See Spec | Contractor - I&C | NA | NA | NA | -
G | LE-G1071 | East Wet Well Level Sensor | 1-0102-PPID-G101 | 1-0102-AGAD-G002 | 1-0102-AILD-G110 | NA | 1-0102-ADTL-A005 | A-0102-ADTS-G105 | Contractor - I&C | 0 | 15 | m | Wired to Existing Level Transmitter LIT-G107. Data taken from the element measuring range - needs process information
G | LE-G1091 | West Wet Well Level Sensor | 1-0102-PPID-G101 | 1-0102-AGAD-G002 | 1-0102-AILD-G111 | NA | 1-0102-ADTL-A005 | A-0102-ADTS-G105 | Contractor - I&C | 0 | 15 | m | Wired to Existing Level Transmitter LIT-G109. Data taken from the element measuring range - needs process information
G | LE-G2113-1 | Mechanical Screen SCR-G211 Level Sensor 1 | 1-0102-PPID-G201 | 1-0102-AGAD-G005 | NA | NA | NA | NA | Screen Vendor | - | - | - | Part of Packaged unit
G | LE-G2113-2 | Mechanical Screen SCR-G211 Level Sensor 2 | 1-0102-PPID-G201 | 1-0102-AGAD-G005 | NA | NA | NA | NA | Screen Vendor | - | - | - | Part of Packaged unit
G | LE-G2123-1 | Mechanical Screen SCR-G212 Level Sensor 1 | 1-0102-PPID-G201 | 1-0102-AGAD-G005 | NA | NA | NA | NA | Screen Vendor | - | - | - | Part of Packaged unit
G | LE-G2123-2 | Mechanical Screen SCR-G212 Level Sensor 2 | 1-0102-PPID-G201 | 1-0102-AGAD-G005 | NA | NA | NA | NA | Screen Vendor | - | - | - | Part of Packaged unit
G | LE-G2133-1 | Mechanical Screen SCR-G213 Level Sensor 1 | 1-0102-PPID-G202 | 1-0102-AGAD-G005 | NA | NA | NA | NA | Screen Vendor | - | - | - | Part of Packaged unit
G | LE-G2133-2 | Mechanical Screen SCR-G213 Level Sensor 2 | 1-0102-PPID-G202 | 1-0102-AGAD-G005 | NA | NA | NA | NA | Screen Vendor | - | - | - | Part of Packaged unit
G | LE-G2143-1 | Mechanical Screen SCR-G214 Level Sensor 1 | 1-0102-PPID-G202 | 1-0102-AGAD-G005 | NA | NA | NA | NA | Screen Vendor | - | - | - | Part of Packaged unit
G | LE-G2143-2 | Mechanical Screen SCR-G214 Level Sensor 2 | 1-0102-PPID-G202 | 1-0102-AGAD-G005 | NA | NA | NA | NA | Screen Vendor | - | - | - | Part of Packaged unit
G | LE-G3201 | Screen Effluent Channel Level Sensor | 1-0102-PPID-G301 | 1-0102-AGAD-G005 | 1-0102-AILD-G320 | NA | 1-0102-ADTL-A005 | A-0102-ADTS-G304 | Contractor - I&C | NA | NA | NA | -
G | LE-G3333 | Grit Channel Level Sensor | 1-0102-PPID-G303 | 1-0102-AGAD-G007 | 1-0102-AILD-G330 | NA | 1-0102-ADTL-A005 | A-0102-ADTS-G305 | Contractor - I&C | NA | NA | NA | -
G | LE-G3615 | Grit Effluent Channel Level Sensor | 1-0102-PPID-G301 | 1-0102-AGAD-G011 | 1-0102-AILD-G327 | NA | 1-0102-ADTL-A005 | A-0102-ADTS-G306 | Contractor - I&C | NA | NA | NA | -
G | LIT-G2113 | Mechanical Screen SCR-G211 Level Transmitter | 1-0102-PPID-G201 | 1-0102-EGAD-G002 | NA | 1-0102-AIFS-G001-001 | NA | NA | Screen Vendor | - | - | - | Part of Packaged unit
G | LIT-G2123 | Mechanical Screen SCR-G212 Level Transmitter | 1-0102-PPID-G201 | 1-0102-EGAD-G002 | NA | 1-0102-AIFS-G005 | NA | NA | Screen Vendor | - | - | - | Part of Packaged unit
G | LIT-G2133 | Mechanical Screen SCR-G213 Level Transmitter | 1-0102-PPID-G202 | 1-0102-EGAD-G002 | NA | 1-0102-AIFS-G001-001 | NA | NA | Screen Vendor | - | - | - | Part of Packaged unit
G | LIT-G2143 | Mechanical Screen SCR-G214 Level Transmitter | 1-0102-PPID-G202 | 1-0102-EGAD-G002 | NA | 1-0102-AIFS-G005 | NA | NA | Screen Vendor | - | - | - | Part of Packaged unit
G | LIT-G3201 | Screen Effluent Channel Level Transmitter | 1-0102-PPID-G301 | 1-0102-EGAD-G002 | 1-0102-AILD-G320 | 1-0102-AIFS-G001-001 | 1-0102-ADTL-A005 | A-0102-ADTS-G304 | Contractor - I&C | 0.3 | 3.05 | m
G | LIT-G3333 | Grit Channel Level Transmitter | 1-0102-PPID-G303 | 1-0102-EGAD-G002 | 1-0102-AILD-G330 | 1-0102-AIFS-G002 | 1-0102-ADTL-A005 | A-0102-ADTS-G305 | Contractor - I&C | 0 | 2.8 | m
G | LIT-G3615 | Grit Effluent Channel Level Transmitter | 1-0102-PPID-G301 | 1-0102-AGAD-G010 | 1-0102-AILD-G327 | 1-0102-AIFS-G007 | 1-0102-ADTL-A005 | A-0102-ADTS-G306 | Contractor - I&C | 0 | 2.5 | m
G | LSH-G2114 | Screen Channel 1 High Mechanical Screen SCR-C211 Level Switch | 1-0102-PPID-G201 | 1-0102-AGAD-G005 | NA | NA | NA | NA | Screen Vendor | NA | NA | NA | Part of Packaged unit
G | LSH-G2124 | Screen Channel 2 High Mechanical Screen SCR-C212 Level Switch | 1-0102-PPID-G201 | 1-0102-AGAD-G005 | NA | NA | NA | NA | Screen Vendor | NA | NA | NA | Part of Packaged unit
G | LSH-G2134 | Screen Channel 3 High Mechanical Screen SCR-C213 Level Switch | 1-0102-PPID-G202 | 1-0102-AGAD-G005 | NA | NA | NA | NA | Screen Vendor | NA | NA | NA | Part of Packaged unit
G | LSH-G2144 | Screen Channel 4 High Mechanical Screen SCR-C214 Level Switch | 1-0102-PPID-G202 | 1-0102-AGAD-G005 | NA | NA | NA | NA | Screen Vendor | NA | NA | NA | Part of Packaged unit
G | LSH-G2302 | Screenings Washer/Compactor Sluice Level Switch | 1-0102-PPID-G203 | 1-0102-AGAD-G005 | 1-0102-AILD-G234 | NA | NA | NA | Screen Vendor | NA | NA | NA | Part of Packaged unit
G | LSH-G2313 | Screenings Washer/Compactor WCP-G231 High Level Switch | 1-0102-PPID-G203 | NA | NA | NA | NA | NA | WCP Vendor | NA | NA | NA | Part of Packaged unit
G | LSH-G2323 | Screenings Washer/Compactor WCP-G232 High Level Switch | 1-0102-PPID-G203 | NA | NA | NA | NA | NA | WCP Vendor | NA | NA | NA | Part of Packaged unit
G | LSH-G5212 | Grit Tank 1 & 2 Sump Pit Level Switch | 1-0102-PPID-G505 | 1-0102-AGAD-G010 | 1-0102-AILD-G516 | NA | 1-0102-ADTL-A005 | See Spec | Contractor - I&C | NA | NA | NA | -
G | LSH-G5312 | Grit and Screening Building Sump Pit Level Switch | 1-0102-PPID-G506 | 1-0102-AGAD-G014 | 1-0102-AILD-G516 | NA | 1-0102-ADTL-A005 | See Spec | Contractor - I&C | NA | NA | NA | -
G | LSHH-G2315 | Screenings Washer/Compactor WCP-G231 High High Level Switch | 1-0102-PPID-G203 | NA | NA | NA | NA | NA | WCP Vendor | NA | NA | NA | Part of Packaged unit
G | LSHH-G2325 | Screenings Washer/Compactor WCP-G232 High High Level Switch | 1-0102-PPID-G203 | NA | NA | NA | NA | NA | WCP Vendor | NA | NA | NA | Part of Packaged unit
G | LSL-G6641 | Glycol Feed Tank Low Level Switch | 1-0102-PPID-G625 | NA | 1-0102-AILD-G650 | NA | NA | NA | FDR Vendor | NA | NA | NA | Part of Packaged unit
G | LSL-G6751 | Glycol Feed Tank Low Level Switch | 1-0102-PPID-G623 | NA | 1-0102-AILD-G650 | NA | NA | NA | FDR Vendor | NA | NA | NA | Part of Packaged unit
G | LV-G3201 | Grit Tanks Influent Channel Sluice Valve | 1-0102-PPID-G301 | 1-0102-AGAD-G005 | NA | 1-0102-AIFS-G001-002 | NA | See Spec - Mech. | Contractor - Mech |  |  |  | -
G | PDIT-G6403 | AHU-G640 Filter Differential Pressure Transmitter 2 | 1-0102-PPID-G619 | See Vendor Package | 1-0102-AILD-G640 | NA | NA | NA | AHU Vendor | - | - | - | Part of Packaged unit
G | PDIT-G6404 | AHU-G640 Filter Differential Pressure Transmitter 3 | 1-0102-PPID-G619 | See Vendor Package | 1-0102-AILD-G640 | NA | NA | NA | AHU Vendor | - | - | - | Part of Packaged unit
G | PDSH-G3511 | Channel Aeration Blower B-G351 Filter Differential Pressure Switch | 1-0102-PPID-G307 | 1-0102-AGAD-G009 | 1-0102-AILD-G338 | NA | NA | NA | Blower Vendor |  |  |  | Part of Packaged unit
G | PDSH-G3521 | Channel Aeration Blower B-G352 Filter Differential Pressure Switch | 1-0102-PPID-G307 | 1-0102-AGAD-G009 | 1-0102-AILD-G338 | NA | NA | NA | Blower Vendor |  |  |  | Part of Packaged unit
G | PDT-G6103 | AHU-G610 Filter Differential Pressure Transmitter | 1-0102-PPID-G617 | See Vendor Package | 1-0102-AILD-G610 | NA | NA | NA | AHU Vendor | - | - | - | Part of Packaged unit
G | PDT-G6203 | AHU-G620 Filter Differential Pressure Transmitter | 1-0102-PPID-G608 | See Vendor Package | 1-0102-AILD-G620 | NA | NA | NA | AHU Vendor | - | - | - | Part of Packaged unit
G | PDT-G6303 | AHU-G630 Filter Differential Pressure Transmitter | 1-0102-PPID-G618 | See Vendor Package | 1-0102-AILD-G630 | NA | NA | NA | AHU Vendor | - | - | - | Part of Packaged unit
G | PDT-G6402 | AHU-G640 Filter Differential Pressure Transmitter 1 | 1-0102-PPID-G619 | See Vendor Package | 1-0102-AILD-G640 | NA | NA | NA | AHU Vendor | - | - | - | Part of Packaged unit
G | PG-G1026 | Raw Sewage Pump P-G102 Discharge Pressure Gauge | 1-0102-PPID-G103 | NA | NA | NA | NA | A-0102-ADTS-G103 | Contractor - I&C | 0 | 250 | kPa
G | PG-G2115 | SCR-G211 Flushing Water Pressure Gauge | 1-0102-PPID-G201 | NA | NA | NA | NA | A-0102-ADTS-G201 | Contractor - I&C | 0 | 1000 | kPa
G | PG-G2125 | SCR-G212 Flushing Water Pressure Gauge | 1-0102-PPID-G201 | NA | NA | NA | NA | A-0102-ADTS-G201 | Contractor - I&C | 0 | 1000 | kPa
G | PG-G2135 | SCR-G213 Flushing Water Pressure Gauge | 1-0102-PPID-G202 | NA | NA | NA | NA | A-0102-ADTS-G201 | Contractor - I&C | 0 | 1000 | kPa
G | PG-G2145 | SCR-G214 Flushing Water Pressure Gauge | 1-0102-PPID-G202 | NA | NA | NA | NA | A-0102-ADTS-G201 | Contractor - I&C | 0 | 1000 | kPa
G | PG-G2211 | Sluice Water Pump P-G221 Intake Pressure Gauge | 1-0102-PPID-G204 | NA | NA | NA | NA | A-0102-ADTS-G201 | Contractor - I&C | 0 | 600 | kPa
G | PG-G2212 | Sluice Water Pump P-G221 Discharge Pressure Gauge | 1-0102-PPID-G204 | NA | NA | NA | NA | A-0102-ADTS-G201 | Contractor - I&C | 0 | 600 | kPa
G | PG-G2221 | Sluice Water Pump P-G222 Intake Pressure Gauge | 1-0102-PPID-G204 | NA | NA | NA | NA | A-0102-ADTS-G201 | Contractor - I&C | 0 | 600 | kPa
G | PG-G2222 | Sluice Water Pump P-G222 Discharge Pressure Gauge | 1-0102-PPID-G204 | NA | NA | NA | NA | A-0102-ADTS-G201 | Contractor - I&C | 0 | 600 | kPa
G | PG-G2312 | WCP-G231 Flushing Water Pressure Gauge | 1-0102-PPID-G203 | NA | NA | NA | NA | A-0102-ADTS-G201 | Contractor - I&C | 0 | 1000 | kPa
G | PG-G2322 | WCP-G232 Level Switch Water Pressure Gauge | 1-0102-PPID-G203 | NA | NA | NA | NA | A-0102-ADTS-G201 | Contractor - I&C | 0 | 1000 | kPa
G | PG-G3212 | Grit Tank TK-G321 Flushing Water Pressure Gauge | 1-0102-PPID-G301 | NA | NA | NA | NA | A-0102-ADTS-G307 | Contractor - I&C | 0 | 600 | kPa
G | PG-G3222 | Grit Tank TK-G322 Flushing Water Pressure Gauge | 1-0102-PPID-G301 | NA | NA | NA | NA | A-0102-ADTS-G307 | Contractor - I&C | 0 | 600 | kPa
G | PG-G3233 | Grit Slurry Pump P-G323 Discharge Pressure Gauge | 1-0102-PPID-G302 | NA | NA | NA | NA | A-0102-ADTS-G307 | Contractor - I&C | 0 | 1000 | kPa
G | PG-G3243 | Grit Slurry Pump P-G324 Discharge Pressure Gauge | 1-0102-PPID-G302 | NA | NA | NA | NA | A-0102-ADTS-G307 | Contractor - I&C | 0 | 1000 | kPa
G | PG-G3253 | Grit Slurry Pump P-G325 Discharge Pressure Gauge | 1-0102-PPID-G302 | NA | NA | NA | NA | A-0102-ADTS-G307 | Contractor - I&C | 0 | 1000 | kPa
G | PG-G3353 | Grit Slurry Pump P-G335 Discharge Pressure Gauge | 1-0102-PPID-G304 | NA | NA | NA | NA | A-0102-ADTS-G307 | Contractor - I&C | 0 | 1000 | kPa
G | PG-G3363 | Grit Slurry Pump P-G336 Discharge Pressure Gauge | 1-0102-PPID-G304 | NA | NA | NA | NA | A-0102-ADTS-G307 | Contractor - I&C | 0 | 1000 | kPa
G | PG-G3414 | Grit Clasifier GRP-G341 Flushing Water Pressure Gauge | 1-0102-PPID-G305 | NA | NA | NA | NA | A-0102-ADTS-G307 | Contractor - I&C | 0 | 600 | kPa
G | PG-G3424 | Grit Clasifier GRP-G342 Flushing Water Pressure Gauge | 1-0102-PPID-G305 | NA | NA | NA | NA | A-0102-ADTS-G307 | Contractor - I&C | 0 | 600 | kPa
G | PG-G5354 | STR-G535 Flushing Water Intake Pressure Gauge | 1-0102-PPID-G508 | NA | NA | NA | NA | A-0102-ADTS-G501 | Contractor - I&C | 0 | 1000 | kPa
G | PG-G5355 | STR-G535 Flushing Water Outlet Pressure Gauge | 1-0102-PPID-G508 | NA | NA | NA | NA | A-0102-ADTS-G501 | Contractor - I&C | 0 | 1000 | kPa
G | PG-G5364 | STR-G536 Flushing Water Intake Pressure Gauge | 1-0102-PPID-G508 | NA | NA | NA | NA | A-0102-ADTS-G501 | Contractor - I&C | 0 | 1000 | kPa
G | PG-G5365 | STR-G536 Flushing Water Outlet Pressure Gauge | 1-0102-PPID-G508 | NA | NA | NA | NA | A-0102-ADTS-G501 | Contractor - I&C | 0 | 1000 | kPa
G | PG-G6107-1 | AHU-G610 Heat Coil 2 Glycol Supply Pressure Gauge | 1-0102-PPID-G617 | NA | NA | NA | NA | A-0102-ADTS-G605 | Contractor - I&C | 0 | 1000 | kPa
G | PG-G6107-2 | AHU-G610 Heat Coil 2 Glycol Return Pressure Gauge | 1-0102-PPID-G617 | NA | NA | NA | NA | A-0102-ADTS-G605 | Contractor - I&C | 0 | 1000 | kPa
G | PG-G6209-1 | AHU-G620 Heat Coil 2 Glycol Supply Pressure Gauge | 1-0102-PPID-G608 | NA | NA | NA | NA | A-0102-ADTS-G605 | Contractor - I&C | 0 | 1000 | kPa
G | PG-G6209-2 | AHU-G620 Heat Coil 2 Glycol Return Pressure Gauge | 1-0102-PPID-G608 | NA | NA | NA | NA | A-0102-ADTS-G605 | Contractor - I&C | 0 | 1000 | kPa
G | PG-G6308-1 | AHU-G630 Heat Coil 2 Glycol Supply Pressure Gauge | 1-0102-PPID-G618 | NA | NA | NA | NA | A-0102-ADTS-G605 | Contractor - I&C | 0 | 1000 | kPa
G | PG-G6308-2 | AHU-G630 Heat Coil 2 Glycol Return Pressure Gauge | 1-0102-PPID-G618 | NA | NA | NA | NA | A-0102-ADTS-G605 | Contractor - I&C | 0 | 1000 | kPa
G | PG-G6600 | Hot Water Pump P-G660 Discharge Pressure Gauge | 1-0102-PPID-G624 | NA | NA | NA | NA | A-0102-ADTS-G605 | Contractor - I&C | 0 | 1000 | kPa
G | PG-G6610 | Hot Water Pump P-G661 Discharge Pressure Gauge | 1-0102-PPID-G624 | NA | NA | NA | NA | A-0102-ADTS-G605 | Contractor - I&C | 0 | 1000 | kPa
G | PG-G6633-1 | HE-G663 Intake Hot Water Pressure Gauge | 1-0102-PPID-G625 | NA | NA | NA | NA | A-0102-ADTS-G605 | Contractor - I&C | 0 | 1000 | kPa
G | PG-G6633-2 | HE-G663 Return Hot Water Pressure Gauge | 1-0102-PPID-G625 | NA | NA | NA | NA | A-0102-ADTS-G605 | Contractor - I&C | 0 | 1000 | kPa
G | PG-G6633-3 | HE-G663 Return Glycol Pressure Gauge | 1-0102-PPID-G625 | NA | NA | NA | NA | A-0102-ADTS-G605 | Contractor - I&C | 0 | 1000 | kPa
G | PG-G6633-4 | HE-G663 Supply Glycol Pressure Gauge | 1-0102-PPID-G625 | NA | NA | NA | NA | A-0102-ADTS-G605 | Contractor - I&C | 0 | 1000 | kPa
G | PG-G6651 | Glycol Pump P-G665 Discharge Pressure Gauge | 1-0102-PPID-G625 | NA | NA | NA | NA | A-0102-ADTS-G605 | Contractor - I&C | 0 | 1000 | kPa
G | PG-G6661 | Glycol Pump P-G666 Discharge Pressure Gauge | 1-0102-PPID-G625 | NA | NA | NA | NA | A-0102-ADTS-G605 | Contractor - I&C | 0 | 1000 | kPa
G | PG-G6741 | Glycol Pump P-G674 Discharge Pressure Gauge | 1-0102-PPID-G623 | NA | NA | NA | NA | A-0102-ADTS-G605 | Contractor - I&C | 0 | 1000 | kPa
G | PG-G6742-1 | AHU-G610 Heat Coil 1 Glycol Supply Pressure Gauge | 1-0102-PPID-G617 | NA | NA | NA | NA | A-0102-ADTS-G605 | Contractor - I&C | 0 | 1000 | kPa
G | PG-G6742-2 | AHU-G610 Heat Coil 1 Glycol Return Pressure Gauge | 1-0102-PPID-G617 | NA | NA | NA | NA | A-0102-ADTS-G605 | Contractor - I&C | 0 | 1000 | kPa
G | PG-G6743-1 | AHU-G630 Heat Coil 1 Glycol Supply Pressure Gauge | 1-0102-PPID-G618 | NA | NA | NA | NA | A-0102-ADTS-G605 | Contractor - I&C | 0 | 1000 | kPa
G | PG-G6743-2 | AHU-G630 Heat Coil 1 Glycol Return Pressure Gauge | 1-0102-PPID-G618 | NA | NA | NA | NA | A-0102-ADTS-G605 | Contractor - I&C | 0 | 1000 | kPa
G | PG-G6771 | Condenser Water Pump P-G677 Dischare Preassure Gauge | 1-0102-PPID-G623 | NA | NA | NA | NA | A-0102-ADTS-G605 | Contractor - I&C | 0 | 1000 | kPa
G | PG-G6781 | Condenser Water Pump P-G678 Dischare Preassure Gauge | 1-0102-PPID-G623 | NA | NA | NA | NA | A-0102-ADTS-G605 | Contractor - I&C | 0 | 1000 | kPa
G | PIT-G2202 | Sluice Water Pumps P-G221 and P-G222 Pressure Transmitter | 1-0102-PPID-G204 | 1-0102-AGAD-G006 | 1-0102-AILD-G234 | 1-0102-AIFS-G005 | 1-0102-ADTL-A008 | A-0102-ADTS-G202 | Contractor - I&C | 0 | 750 | kPa
G | PIT-G3516 | Channel Aeration Blowers Discharge Pressure Transmitter | 1-0102-PPID-G307 | 1-0102-AGAD-G009 | By Vendor | NA | NA | Blower Vendor | Blower Vendor | By Vendor | By Vendor | By Vendor | Part of Packaged System
G | PIT-G3526 | Channel Aeration Blowers Discharge Pressure Transmitter | 1-0102-PPID-G307 | 1-0102-AGAD-G009 | By Vendor | NA | NA | Blower Vendor | Blower Vendor | By Vendor | By Vendor | By Vendor | Part of Packaged System
G | PSH-G3353 | Grit Slurry Pump P-G335 Discharge Pressure Switch | 1-0102-PPID-G304 | SEP-838 | 1-0102-EMCL-G307 | NA | 1-0102-ADTL-A008 | A-0102-ADTS-G309 | Contractor - I&C | NA | NA | NA
G | PSH-G3363 | Grit Slurry Pump P-G336 Discharge Pressure Switch | 1-0102-PPID-G304 | SEP-838 | 1-0102-EMCL-G308 | NA | 1-0102-ADTL-A008 | A-0102-ADTS-G309 | Contractor - I&C | NA | NA | NA
G | PSL-G1023 | Raw Sewage Pump P-G102 Seal Water Pressure Switch | 1-0102-PPID-G103 | 1-0102-AGAD-G003 | 1-0102-EMCL-G102 | NA | 1-0102-ADTL-A008 | A-0102-ADTS-G104 | Contractor - I&C | NA | NA | NA
G | PSL-G2303 | Screeings Washer/Compactor Flushing Water Pressure Switch | 1-0102-PPID-G203 | 1-0102-AGAD-G013 | 1-0102-AILD-G235 | NA | 1-0102-ADTL-A008 | A-0102-ADTS-G203 | Contractor - I&C | NA | NA | NA
G | PSL-G3234 | Grit Slurry Pump P-G323 Seal Water Pressure Switch | 1-0102-PPID-G302 | 1-0102-AGAD-G010 | 1-0102-EMCL-G303 | NA | 1-0102-ADTL-A008 | See Spec | Contractor - I&C | NA | NA | NA | -
G | PSL-G3244 | Grit Slurry Pump P-G324 Seal Water Pressure Switch | 1-0102-PPID-G302 | 1-0102-AGAD-G010 | 1-0102-EMCL-G304 | NA | 1-0102-ADTL-A008 | See Spec | Contractor - I&C | NA | NA | NA | -
G | PSL-G3254 | Grit Slurry Pump P-G325 Seal Water Pressure Switch | 1-0102-PPID-G302 | 1-0102-AGAD-G010 | 1-0102-EMCL-G305 | NA | 1-0102-ADTL-A008 | See Spec | Contractor - I&C | NA | NA | NA | -
G | PSL-G3401 | Grit Classifiers Flushing Water Pressure Switch | 1-0102-PPID-G305 | 1-0102-AGAD-G013 | 1-0102-AILD-G331 | NA | 1-0102-ADTL-A008 | A-0102-ADTS-G310 | Contractor - I&C | NA | NA | NA
G | PSL-G5345 | STR-G535 And G536 Discharge Low Pressure Switch | 1-0102-PPID-G508 | 1-0102-AGAD-G013 | 1-0102-AILD-G526 | NA | 1-0102-ADTL-A008 | A-0102-ADTS-G503 | Contractor - I&C | NA | NA | NA
G | SE-G3415 | Grit Classifier GRP-G341 Motion Sensor | 1-0102-PPID-G305 | 1-0102-AGAD-G013 | 1-0102-AILD-G335 | NA | NA | GRP Vendor | Grit Classifier Vendor | NA | NA | NA | -
G | SE-G3425 | Grit Classifier GRP-G342 Motion Sensor | 1-0102-PPID-G305 | 1-0102-AGAD-G013 | 1-0102-AILD-G335 | NA | NA | GRP Vendor | Grit Classifier Vendor | NA | NA | NA | -
G | SSL-G3415 | Grit Classifier GRP-G341 Motion Transmitter | 1-0102-PPID-G305 | 1-0102-AGAD-G013 | 1-0102-AILD-G335 | NA | NA | GRP Vendor | Grit Classifier Vendor | NA | NA | NA | Part of Packaged unit
G | SSL-G3425 | Grit Classifier GRP-G342 Motion Transmitter | 1-0102-PPID-G305 | 1-0102-AGAD-G013 | 1-0102-AILD-G335 | NA | NA | GRP Vendor | Grit Classifier Vendor | NA | NA | NA | Part of Packaged unit
G | TE-G1020-1-6 | Raw Sewage Pump P-G102 Motor Winding Temperature Sensors | 1-0102-PPID-G103 | 1-0102-AGAD-G002 | 1-0102-AILD-G106 | NA | NA | Pump Vendor | Pump Vendor |  |  |  | -
G | TE-G1020-7-8 | Raw Sewage Pump P-G102 Motor Bearing Temperature Sensors | 1-0102-PPID-G103 | 1-0102-AGAD-G002 | 1-0102-AILD-G106 | NA | NA | Pump Vendor | Pump Vendor |  |  |  | -
G | TE-G1020-9-10 | Raw Sewage Pump P-G102 Pump Bearing Temperature Sensors | 1-0102-PPID-G103 | 1-0102-AGAD-G004 | 1-0102-AILD-G106 | NA | NA | Pump Vendor | Pump Vendor |  |  |  | -
G | TG-G6107-1 | AHU-G610 Heat Coil 2 Glycol Supply Temperature Gauge | 1-0102-PPID-G617 | NA | NA | NA | 1-0102-ADTL-A004 | See Spec | Contractor - I&C |  |  |  | -
G | TG-G6107-2 | AHU-G610 Heat Coil 2 Glycol Return Temperature Gauge | 1-0102-PPID-G617 | NA | NA | NA | 1-0102-ADTL-A004 | See Spec | Contractor - I&C |  |  |  | -
G | TG-G6209-1 | AHU-G620 Heat Coil 2 Glycol Supply Temperature Gauge | 1-0102-PPID-G608 | NA | NA | NA | 1-0102-ADTL-A004 | See Spec | Contractor - I&C |  |  |  | -
G | TG-G6209-2 | AHU-G620 Heat Coil 2 Glycol Return Temperature Gauge | 1-0102-PPID-G608 | NA | NA | NA | 1-0102-ADTL-A004 | See Spec | Contractor - I&C |  |  |  | -
G | TG-G6308-1 | AHU-G630 Heat Coil 2 Glycol Supply Pressure Gauge | 1-0102-PPID-G618 | NA | NA | NA | 1-0102-ADTL-A004 | See Spec | Contractor - I&C |  |  |  | -
G | TG-G6308-2 | AHU-G630 Heat Coil 2 Glycol Return Pressure Gauge | 1-0102-PPID-G618 | NA | NA | NA | 1-0102-ADTL-A004 | See Spec | Contractor - I&C |  |  |  | -
G | TG-G6634-1 | HE-G663 Intake Hot Water Temperature Gauge | 1-0102-PPID-G625 | NA | NA | NA | 1-0102-ADTL-A004 | See Spec | Contractor - I&C |  |  |  | -
G | TG-G6634-2 | HE-G663 Outlet Hot Water Temperature Gauge | 1-0102-PPID-G625 | NA | NA | NA | 1-0102-ADTL-A004 | See Spec | Contractor - I&C |  |  |  | -
G | TG-G6634-3 | HE-G663 Intake Glycol Temperature Gauge | 1-0102-PPID-G625 | NA | NA | NA | 1-0102-ADTL-A004 | See Spec | Contractor - I&C |  |  |  | -
G | TG-G6634-4 | HE-G663 Outlet Glycol Temperature Gauge | 1-0102-PPID-G625 | NA | NA | NA | 1-0102-ADTL-A004 | See Spec | Contractor - I&C |  |  |  | -
G | TG-G6705-1 | AHU-G620 Heat Coil 1 Supply Glycol Temperature Gauge | 1-0102-PPID-G608 | NA | NA | NA | 1-0102-ADTL-A004 | See Spec | Contractor - I&C |  |  |  | -
G | TG-G6705-2 | AHU-G620 Heat Coil 1 Return Glycol Temperature Gauge | 1-0102-PPID-G608 | NA | NA | NA | 1-0102-ADTL-A004 | See Spec | Contractor - I&C |  |  |  | -
G | TG-G6732-1 | HE-G673 Intake Hot Water Temperature Gauge | 1-0102-PPID-G623 | NA | NA | NA | 1-0102-ADTL-A004 | See Spec | Contractor - I&C |  |  |  | -
G | TG-G6732-2 | HE-G673 Outlet Hot Water Temperature Gauge | 1-0102-PPID-G623 | NA | NA | NA | 1-0102-ADTL-A004 | See Spec | Contractor - I&C |  |  |  | -
G | TG-G6732-3 | HE-G673 Intake Glycol Temperature Gauge | 1-0102-PPID-G623 | NA | NA | NA | 1-0102-ADTL-A004 | See Spec | Contractor - I&C |  |  |  | -
G | TG-G6732-4 | HE-G673 Outlet Glycol Temperature Gauge | 1-0102-PPID-G623 | NA | NA | NA | 1-0102-ADTL-A004 | See Spec | Contractor - I&C |  |  |  | -
G | TG-G6742-1 | AHU-G610 Heat Coil 1 Intake Glycol Temperature Gauge | 1-0102-PPID-G617 | NA | NA | NA | 1-0102-ADTL-A004 | See Spec | Contractor - I&C |  |  |  | -
G | TG-G6742-2 | AHU-G610 Heat Coil 1 Outlet Glycol Temperature Gauge | 1-0102-PPID-G617 | NA | NA | NA | 1-0102-ADTL-A004 | See Spec | Contractor - I&C |  |  |  | -
G | TG-G6743-1 | AHU-G630 Heat Coil 1 Intake Glycol Pressure Gauge | 1-0102-PPID-G618 | NA | NA | NA | 1-0102-ADTL-A004 | See Spec | Contractor - I&C |  |  |  | -
G | TG-G6743-2 | AHU-G630 Heat Coil 1 Outlet Glycol Pressure Gauge | 1-0102-PPID-G618 | NA | NA | NA | 1-0102-ADTL-A004 | See Spec | Contractor - I&C |  |  |  | -
G | TIT-G5331 | Hot Water Heater Supply Temperature Transmitter | 1-0102-PPID-G508 | 1-0102-AGAD-G013 | NA | 1-0102-AIFS-G004 | 1-0102-ADTL-A004 | A-0102-ADTS-G502 | Contractor - I&C | -40 | 40 | °C
G | TSL-G6106 | AHU-G610 Temperature Switch | 1-0102-PPID-G617 | See Vendor Package | 1-0102-AILD-G610 | NA | NA | NA | AHU Vendor | NA | NA | NA | Part of Packaged unit
G | TSL-G6141 | Grit and Screening Platform Temperature Switch | 1-0102-PPID-G620 | 1-0102-AGAD-G013 | 1-0102-EMCL-G603 | NA | 1-0102-ADTL-A004 | See Spec | Contractor - I&C | NA | NA | NA | -
G | TSL-G6151 | Truck Loading Bay Temperature Switch | 1-0102-PPID-G620 | 1-0102-AGAD-G012 | 1-0102-EMCL-G603 | NA | 1-0102-ADTL-A004 | See Spec | Contractor - I&C | NA | NA | NA | -
G | TSL-G6161 | Mechanical Room Temperature Switch | 1-0102-PPID-G620 | 1-0102-AGAD-G012 | 1-0102-EMCL-G603 | NA | 1-0102-ADTL-A004 | See Spec | Contractor - I&C | NA | NA | NA | -
G | TSL-G6171 | Cable Service Room Temperature Switch | 1-0102-PPID-G619 | 1-0102-AGAD-G014 | 1-0102-EMCL-G603 | NA | 1-0102-ADTL-A004 | See Spec | Contractor - I&C | NA | NA | NA | -
G | TSL-G6206 | AHU-G620 Temperature Switch | 1-0102-PPID-G608 | See Vendor Package | 1-0102-AILD-G620 | NA | NA | NA | AHU Vendor | NA | NA | NA | Part of Packaged unit
G | TSL-G6241 | Screen Room Temperature Switch | 1-0102-PPID-G609 | 1-0102-AGAD-G005 | 1-0102-EMCL-G603 | NA | 1-0102-ADTL-A004 | See Spec | Contractor - I&C | NA | NA | NA | -
G | TSL-G6251 | Screen Room Corridor Temperature Switch | 1-0102-PPID-G609 | 1-0102-AGAD-G005 | NA | NA | NA | See Spec | Contractor - I&C | NA | NA | NA
G | TSL-G6306 | AHU-G630 Temperature Switch | 1-0102-PPID-G618 | See Vendor Package | 1-0102-AILD-G630 | NA | NA | NA | AHU Vendor | NA | NA | NA | Part of Packaged unit
G | TSL-G6941 | Grit Pump Room Temperature Switch 1 | 1-0102-PPID-G622 | 1-0102-AGAD-G010 | 1-0102-EMCL-G603 | NA | 1-0102-ADTL-A004 | See Spec | Contractor - I&C | NA | NA | NA | -
G | TSL-G6951 | Grit Pump Room Temperature Switch 2 | 1-0102-PPID-G622 | 1-0102-AGAD-G010 | 1-0102-EMCL-G603 | NA | 1-0102-ADTL-A004 | See Spec | Contractor - I&C | NA | NA | NA | -
G | TT-G1020 | Raw Sewage Pump P-G102 Temperature Transmitter | 1-0102-PPID-G103 | 1-0102-EGAD-G001 | 1-0102-AILD-G106 | NA | NA | See Spec | Contractor - I&C | 0 | 50 | °C | -
G | TT-G6104 | AHU-G610 Intake Air Temperature Transmitter | 1-0102-PPID-G617 | See Vendor Package | 1-0102-AILD-G610 | NA | NA | NA | AHU Vendor | By Vendor | By Vendor | By Vendor | Part of Packaged unit
G | TT-G6106 | AHU-G610 Supply Air Temperature Transmitter | 1-0102-PPID-G617 | See Vendor Package | 1-0102-AILD-G610 | NA | NA | NA | AHU Vendor | By Vendor | By Vendor | By Vendor | Part of Packaged unit
G | TT-G6142 | Grit and Screening Platform Temperature Transmitter | 1-0102-PPID-G620 | 1-0102-AGAD-G013 | 1-0102-AILD-G615 | NA | 1-0102-ADTL-A004 | A-0102-ADTS-G606 | Contractor - I&C | 0 | 50 | °C
G | TT-G6152 | Truck Loading Bay Temperature Transmitter | 1-0102-PPID-G620 | 1-0102-AGAD-G012 | 1-0102-AILD-G615 | NA | 1-0102-ADTL-A004 | A-0102-ADTS-G606 | Contractor - I&C | 0 | 50 | °C
G | TT-G6162 | Mechanical Room Temperature Transmitter | 1-0102-PPID-G620 | 1-0102-AGAD-G012 | 1-0102-AILD-G615 | NA | 1-0102-ADTL-A004 | A-0102-ADTS-G606 | Contractor - I&C | 0 | 50 | °C
G | TT-G6172 | Cable Service Room Temperature Transmitter | 1-0102-PPID-G619 | 1-0102-AGAD-G014 | 1-0102-AILD-G615 | NA | 1-0102-ADTL-A004 | A-0102-ADTS-G606 | Contractor - I&C | 0 | 50 | °C
G | TT-G6204 | AHU-G620 Intake Air Temperature Transmitter | 1-0102-PPID-G608 | See Vendor Package | 1-0102-AILD-G620 | NA | NA | NA | AHU Vendor | By Vendor | By Vendor | By Vendor | Part of Packaged unit
G | TT-G6206 | AHU-G620 Supply Air Temperature Transmitter | 1-0102-PPID-G608 | See Vendor Package | 1-0102-AILD-G620 | NA | NA | NA | AHU Vendor | By Vendor | By Vendor | By Vendor | Part of Packaged unit
G | TT-G6242 | Screen Room Temperature Transmitter | 1-0102-PPID-G609 | 1-0102-AGAD-G005 | 1-0102-AILD-G624 | NA | 1-0102-ADTL-A004 | A-0102-ADTS-G610 | Contractor - I&C | 0 | 50 | °C
G | TT-G6252 | Screen Room Corridor Temperature Trasmitter | 1-0102-PPID-G609 | 1-0102-AGAD-G005 | 1-0102-AILD-G624 | NA | 1-0102-ADTL-A004 | A-0102-ADTS-G606 | Contractor - I&C | 0 | 50 | °C
G | TT-G6304 | AHU-G630 Intake Air Temperature Transmitter | 1-0102-PPID-G618 | See Vendor Package | 1-0102-AILD-G630 | NA | NA | NA | AHU Vendor | By Vendor | By Vendor | By Vendor | Part of Packaged unit
G | TT-G6306 | AHU-G630 Supply Air Temperature Transmitter | 1-0102-PPID-G618 | See Vendor Package | 1-0102-AILD-G630 | NA | NA | NA | AHU Vendor | By Vendor | By Vendor | By Vendor | Part of Packaged unit
G | TT-G6341 | Aerated Grit Tank Room Temperature Transmitter | 1-0102-PPID-G621 | 1-0102-AGAD-G007 | 1-0102-AILD-G632 | NA | 1-0102-ADTL-A004 | A-0102-ADTS-G610 | Contractor - I&C | 0 | 50 | °C
G | TT-G6407 | Electrical Room Temperature Transmitter | 1-0102-PPID-G619 | 1-0102-EGAD-G002 | 1-0102-AILD-G644 | NA | 1-0102-ADTL-A004 | A-0102-ADTS-G606 | Contractor - I&C | 0 | 50 | °C
G | TT-G6622 | Hot Water Pumps Supply to HE-G663 Temperature Transmitter | 1-0102-PPID-G624 | 1-0102-AGAD-G012 | 1-0102-AILD-G654 | NA | 1-0102-ADTL-A004 | A-0102-ADTS-G607 | Contractor - I&C | 0 | 100 | °C
G | TT-G6623 | Hot Water Pump Return to HE-G663 Temperature Transmitter | 1-0102-PPID-G624 | 1-0102-AGAD-G012 | 1-0102-AILD-G654 | NA | 1-0102-ADTL-A004 | A-0102-ADTS-G607 | Contractor - I&C | 0 | 100 | °C
G | TT-G6631 | HE-K663 Glycol Supply Temperature Transmitter | 1-0102-PPID-G625 | 1-0102-AGAD-G012 | 1-0102-AILD-G652 | NA | 1-0102-ADTL-A004 | A-0102-ADTS-G608 | Contractor - I&C | 2 | 100 | °C
G | TT-G6632 | HE-K663 Glycol Return Temperature Transmitter | 1-0102-PPID-G625 | 1-0102-AGAD-G012 | 1-0102-AILD-G652 | NA | 1-0102-ADTL-A004 | A-0102-ADTS-G608 | Contractor - I&C | 2 | 100 | °C
G | TT-G6731 | HE-G673 Flushing Water Drain Temperature Transmitter | 1-0102-PPID-G623 | 1-0102-AGAD-G012 | 1-0102-AILD-G657 | NA | 1-0102-ADTL-A004 | A-0102-ADTS-G609 | Contractor - I&C | 0 | 100 | °C
G | TT-G6735 | Outdoor Air Temperature Transmitter | 1-0102-PPID-G623 | 1-0102-AGAD-G012 | 1-0102-AILD-G657 | NA | 1-0102-ADTL-A004 | A-0102-ADTS-G611 | Contractor - I&C | -50 | 50 | °C
G | TT-G6761 | Condenser Water Pumps Supply Flushing Water Temperature Transmitter | 1-0102-PPID-G623 | 1-0102-AGAD-G014 | 1-0102-AILD-G657 | NA | 1-0102-ADTL-A004 | A-0102-ADTS-G609 | Contractor - I&C | 0 | 100 | °C
G | TT-G6942 | Grit Pump Room Temperature Transmitter 1 | 1-0102-PPID-G622 | 1-0102-AGAD-G010 | 1-0102-AILD-G658 | NA | 1-0102-ADTL-A004 | A-0102-ADTS-G606 | Contractor - I&C | 0 | 50 | °C
G | TT-G6952 | Grit Pump Room Temperature Transmitter 2 | 1-0102-PPID-G622 | 1-0102-AGAD-G010 | 1-0102-AILD-G658 | NA | 1-0102-ADTL-A004 | A-0102-ADTS-G606 | Contractor - I&C | 0 | 50 | °C
G | TV-G6106 | AHU-G610 Heater Coil 2 Temperature Valve | 1-0102-PPID-G617 | 1-0102-AGAD-G012 | 1-0102-AILD-G611 | NA | NA | See Spec - Mech. | Contractor - Mech |  |  | °C | -
G | TV-G6206 | AHU-G620 Heater Coil 2 Temperature Valve | 1-0102-PPID-G608 | 1-0102-AGAD-G008 | 1-0102-AILD-G621 | NA | NA | See Spec - Mech. | Contractor - Mech |  |  | °C | -
G | TV-G6306 | AHU-G630 Heater Coil 2 Temperature Valve | 1-0102-PPID-G618 | 1-0102-AGAD-G012 | 1-0102-AILD-G631 | NA | NA | See Spec - Mech. | Contractor - Mech |  |  | °C | -
G | TV-G6631 | HE-G663 Temperature Valve | 1-0102-PPID-G625 | 1-0102-AGAD-G012 | 1-0102-AILD-G651 | NA | NA | See Spec - Mech. | Contractor - Mech |  |  | °C | -
G | TV-G6761 | Condenser Pump P-G676 IntakeWater Temperature Valve | 1-0102-PPID-G623 | 1-0102-AGAD-G014 | 1-0102-AILD-G656 | NA | NA | See Spec - Mech. | Contractor - Mech |  |  | °C | -
G | VE-G1024 | Raw Sewage Pump P-G102 Pump Vibration Sensor | 1-0102-PPID-G103 | 1-0102-AGAD-G004 | 1-0102-AILD-G105 | NA | NA | See Spec | Contractor - I&C | TBD By Motor Vendor | TBD By Motor Vendor |  | -
G | VE-G1025 | Raw Sewage Pump P-G102 Motor Vibration Sensor | 1-0102-PPID-G103 | 1-0102-AGAD-G002 | 1-0102-AILD-G105 | NA | NA | See Spec | Contractor - I&C | TBD By Motor Vendor | TBD By Motor Vendor |  | -
G | VT-G1020 | Raw Sewage Pump P-G102 Vibration Transmitter | 1-0102-PPID-G103 | 1-0102-EGAD-G001 | 1-0102-AILD-G105 | NA | NA | See Spec | Contractor - I&C | NA | NA | NA | -
G | WE-G2331-1-6 | Disposal Bin TK-G233 Weight Cells | 1-0102-PPID-G203 | 1-0102-AGAD-G012 | 1-0102-AILD-G236 | NA | NA | See Spec | Contractor - Mech |  |  |  | Provided by scale vendor.
G | WE-G2341-1-6 | Disposal Bin TK-G234 Weight Cells | 1-0102-PPID-G203 | 1-0102-EGAD-G002 | 1-0102-AILD-G237 | NA | NA | See Spec | Contractor - Mech |  |  |  | Provided by scale vendor.
G | WIT-G2331 | Disposal Bin TK-G233 Weight Transmitter | 1-0102-PPID-G203 | 1-0102-EGAD-G002 | 1-0102-AILD-G236 | 1-0102-AIFS-G002 | NA | See Spec | Contractor - Mech |  |  |  | Provided by scale vendor.
G | WIT-G2341 | Disposal Bin TK-G234 Weight Transmitter | 1-0102-PPID-G203 | 1-0102-AGAD-G012 | 1-0102-AILD-G237 | 1-0102-AIFS-G007 | NA | See Spec | Contractor - Mech |  |  |  | Provided by scale vendor.
G | XK-G3237 | Grit Slurry Pump P-G324 Outlet Standby Valve To CYC-G341-1 Remote Station | 1-0102-PPID-G302 | 1-0102-AGAD-G010 | NA | NA | NA | See Spec - Mech. | Contractor - Mech |  |  |  | -
G | XK-G3257 | Grit Slurry Pump P-G326 Outlet Standby Valve To CYC-G341-2 Remote Station | 1-0102-PPID-G302 | 1-0102-AGAD-G010 | NA | NA | NA | See Spec - Mech. | Contractor - Mech |  |  |  | -
G | XK-G3411 | Cyclone CYC-G341-1 Slurry Gate Remote Station | 1-0102-PPID-G305 | 1-0102-AGAD-G013 | NA | NA | NA | See Spec - Mech. | Contractor - Mech | NA | NA | NA | -
G | XK-G3412 | Cyclone CYC-G341-2 Slurry Gate Remote Station | 1-0102-PPID-G305 | 1-0102-AGAD-G013 | NA | NA | NA | See Spec - Mech. | Contractor - Mech | NA | NA | NA
G | XK-G3413 | Cyclone CYC-G341-3 Slurry Gate Remote Station | 1-0102-PPID-G305 | 1-0102-AGAD-G013 | NA | NA | NA | See Spec - Mech. | Contractor - Mech | NA | NA | NA
G | XK-G3421 | Cyclone CYC-G342-1 Slurry Gate Remote Station | 1-0102-PPID-G305 | 1-0102-AGAD-G013 | NA | NA | NA | See Spec - Mech. | Contractor - Mech | NA | NA | NA
G | XK-G3422 | Cyclone CYC-G342-2 Slurry Gate Remote Station | 1-0102-PPID-G305 | 1-0102-AGAD-G013 | NA | NA | NA | See Spec - Mech. | Contractor - Mech | NA | NA | NA
G | XK-G3423 | Cyclone CYC-G342-3 Slurry Gate Remote Station | 1-0102-PPID-G305 | 1-0102-AGAD-G013 | NA | NA | NA | See Spec - Mech. | Contractor - Mech | NA | NA | NA
G | XS-G9682 | Screen Area Window Break Switch | 1-0102-PPID-G902 | 1-0102-AGAD-G012 | 1-0102-AILD-G908 | NA | 1-0102-ADTL-A006 | See Spec | Contractor - Mech | NA | NA | NA | -
G | XV-G1062 | P-G101 Raw Sewage Pump Gate | 1-0102-PPID-G101 | 1-0102-AGAD-G002 | NA | 1-0102-AIFS-G002 | NA | See Spec - Mech. | Contractor - Mech | NA | NA | NA | -
G | XV-G1063 | P-G101 Raw Sewage Pump Flushing Water Control Valve | 1-0102-PPID-G101 | 1-0102-AGAD-G002 | 1-0102-AILD-G107 | NA | NA | See Spec - Mech. | Contractor - Mech | NA | NA | NA | -
G | XV-G1221 | P-G102 Raw Sewage Intack Control Valve | 1-0102-PPID-G103 | 1-0102-AGAD-G004 | NA | NA | NA | See Spec - Mech. | Contractor - Mech | NA | NA | NA | -
G | XV-G2111 | Screen Influent Channel 1 Sluice Gate | 1-0102-PPID-G201 | 1-0102-AGAD-G005 | NA | 1-0102-AIFS-G001-001 | NA | See Spec - Mech. | Contractor - Mech | NA | NA | NA | -
G | XV-G2112 | SCR-G211 Flushing Water Control Valve | 1-0102-PPID-G201 | 1-0102-AGAD-G005 | NA | NA | NA | NA | Screen Vendor | NA | NA | NA | Part of Packaged unit
G | XV-G2121 | Screen Influent Channel 2 Sluice Gate | 1-0102-PPID-G201 | 1-0102-AGAD-G005 | NA | 1-0102-AIFS-G006 | NA | See Spec - Mech. | Contractor - Mech | NA | NA | NA | -
G | XV-G2122 | SCR-G212 Flushing Water Control Valve | 1-0102-PPID-G201 | 1-0102-AGAD-G005 | NA | NA | NA | NA | Screen Vendor | NA | NA | NA | Part of Packaged unit
G | XV-G2131 | Screen Influent Channel 3 Sluice Gate | 1-0102-PPID-G202 | 1-0102-AGAD-G005 | NA | 1-0102-AIFS-G001-001 | NA | See Spec - Mech. | Contractor - Mech | NA | NA | NA | -
G | XV-G2132 | SCR-G213 Flushing Water Control Valve | 1-0102-PPID-G202 | 1-0102-AGAD-G005 | NA | NA | NA | NA | Screen Vendor | NA | NA | NA | Part of Packaged unit
G | XV-G2141 | Screen Influent Channel 4 Sluice Gate | 1-0102-PPID-G202 | 1-0102-AGAD-G005 | NA | 1-0102-AIFS-G006 | NA | See Spec - Mech. | Contractor - Mech | NA | NA | NA | -
G | XV-G2142 | SCR-G214 Flushing Water Control Valve | 1-0102-PPID-G202 | 1-0102-AGAD-G005 | NA | NA | NA | NA | Screen Vendor | NA | NA | NA | Part of Packaged unit
G | XV-G2301 | Screening Sluice Gate | 1-0102-PPID-G203 | 1-0102-AGAD-G013 | 1-0102-AILD-G233 | NA | NA | NA | Contractor - I&C | NA | NA | NA
G | XV-G2303 | Screenings Washer/Compactor Non-Portable Water Control Valve | 1-0102-PPID-G203 | 1-0102-AGAD-G013 | 1-0102-AILD-G236 | NA | NA | See Spec - Mech. | Contractor - Mech | NA | NA | NA | -
G | XV-G2311 | WCP-G231 Influent Channel Slide Gate | 1-0102-PPID-G203 | 1-0102-AGAD-G013 | NA | 1-0102-AIFS-G002 | NA | See Spec - Mech. | Contractor - Mech | NA | NA | NA | -
G | XV-G2321 | WCP-G232 Influent Channel Slide Gate | 1-0102-PPID-G203 | 1-0102-AGAD-G013 | NA | 1-0102-AIFS-G007 | NA | See Spec - Mech. | Contractor - Mech | NA | NA | NA | -
G | XV-G3211 | TK-G321 Flushing Water Control Valve | 1-0102-PPID-G301 | 1-0102-AGAD-G010 | 1-0102-AILD-G321 | NA | NA | See Spec - Mech. | Contractor - Mech | NA | NA | NA | -
G | XV-G3221 | TK-G322 Flushing Water Control Valve | 1-0102-PPID-G301 | 1-0102-AGAD-G010 | 1-0102-AILD-G323 | NA | NA | See Spec - Mech. | Contractor - Mech | NA | NA | NA | -
G | XV-G3236 | Grit Slurry Pump P-G324 Inlet Standby Valve | 1-0102-PPID-G302 | 1-0102-AGAD-G010 | NA | 1-0102-AIFS-G003 | NA | See Spec - Mech. | Contractor - Mech | NA | NA | NA | -
G | XV-G3237 | Grit Slurry Pump P-G324 Outlet Standby Valve To CYC-G341-1 | 1-0102-PPID-G302 | 1-0102-AGAD-G010 | NA | 1-0102-AIFS-G003 | NA | See Spec - Mech. | Contractor - Mech | NA | NA | NA | -
G | XV-G3256 | Grit Slurry Pump P-G324 Inlet Standby Valve | 1-0102-PPID-G302 | 1-0102-AGAD-G010 | NA | 1-0102-AIFS-G008 | NA | See Spec - Mech. | Contractor - Mech | NA | NA | NA | -
G | XV-G3257 | Grit Slurry Pump P-G326 Outlet Standby Valve To CYC-G341-2 | 1-0102-PPID-G302 | 1-0102-AGAD-G010 | NA | 1-0102-AIFS-G008 | NA | See Spec - Mech. | Contractor - Mech | NA | NA | NA | -
G | XV-G3312 | Channel Aeration Blowers B-G351 and B-G352 Discharge Damper | 1-0102-PPID-G303 | 1-0102-AGAD-G005 | NA | 1-0102-AIFS-G002 | NA | See Spec - Mech. | Contractor - Mech | NA | NA | NA | -
G | XV-G3322 | Channel Aeration Blowers B-G351 and B-G352 Discharge Damper | 1-0102-PPID-G303 | 1-0102-AGAD-G007 | NA | 1-0102-AIFS-G007 | NA | See Spec - Mech. | Contractor - Mech | NA | NA | NA | -
G | XV-G3331 | Grit Effluent Channal to Primary Clarifiers 1 & 2 Control Gate | 1-0102-PPID-G303 | 1-0102-AGAD-G007 | NA | 1-0102-AIFS-G002 | NA | See Spec - Mech. | Contractor - Mech | NA | NA | NA | -
G | XV-G3332 | Grit Effluent Channal to Primary Clarifier 3 and Bypass Conduit Control Gate | 1-0102-PPID-G303 | 1-0102-AGAD-G007 | NA | 1-0102-AIFS-G007 | NA | See Spec - Mech. | Contractor - Mech | NA | NA | NA | -
G | XV-G3401 | Grit Classifiers Non-Potable Water Control Vavle | 1-0102-PPID-G305 | 1-0102-AGAD-G013 | 1-0102-AILD-G332 | NA | NA | See Spec - Mech. | Contractor - Mech | NA | NA | NA | -
G | XV-G3411 | Cyclone CYC-G341-1 Slurry Gate | 1-0102-PPID-G305 | 1-0102-AGAD-G013 | NA | 1-0102-AIFS-G001-001 | NA | See Spec - Mech. | Contractor - Mech | NA | NA | NA | -
G | XV-G3412 | Cyclone CYC-G341-2 Slurry Gate | 1-0102-PPID-G305 | 1-0102-AGAD-G013 | NA | 1-0102-AIFS-G001-001 | NA | See Spec - Mech. | Contractor - Mech | NA | NA | NA | -
G | XV-G3413 | Cyclone CYC-G341-3 Slurry Gate | 1-0102-PPID-G305 | 1-0102-AGAD-G013 | NA | 1-0102-AIFS-G001-001 | NA | See Spec - Mech. | Contractor - Mech | NA | NA | NA | -
G | XV-G3414 | Grit Classifiers GRP-G341 Flushing Water Control Vavle | 1-0102-PPID-G305 | 1-0102-AGAD-G013 | 1-0102-AILD-G333 | NA | NA | See Spec - Mech. | Contractor - Mech | NA | NA | NA | -
G | XV-G3421 | Cyclone CYC-G342-1 Slurry Gate | 1-0102-PPID-G305 | 1-0102-AGAD-G013 | NA | 1-0102-AIFS-G006 | NA | See Spec - Mech. | Contractor - Mech | NA | NA | NA | -
G | XV-G3422 | Cyclone CYC-G342-2 Slurry Gate | 1-0102-PPID-G305 | 1-0102-AGAD-G013 | NA | 1-0102-AIFS-G006 | NA | See Spec - Mech. | Contractor - Mech | NA | NA | NA | -
G | XV-G3423 | Cyclone CYC-G342-3 Slurry Gate | 1-0102-PPID-G305 | 1-0102-AGAD-G013 | NA | 1-0102-AIFS-G006 | NA | See Spec - Mech. | Contractor - Mech | NA | NA | NA | -
G | XV-G3424 | Grit Classifiers GRP-G342 Flushing Water Control Vavle | 1-0102-PPID-G305 | 1-0102-AGAD-G013 | 1-0102-AILD-G334 | NA | NA | See Spec - Mech. | Contractor - Mech | NA | NA | NA | -
G | XV-G3621 | HRC Influent Channel 1 Gate | 1-0102-PPID-K101 | 1-0102-AGAD-G011 | NA | 1-0102-AIFS-G003 | NA | See Spec - Mech. | Contractor - Mech | NA | NA | NA
G | XV-G3622 | HRC Influent Channel 1 Flushing Water Valve | 1-0102-PPID-K101 | 1-0102-AGAD-G010 | NA | 1-0102-AIFS-G003 | NA | See Spec - Mech. | Contractor - Mech | NA | NA | NA | -
G | XV-G3631 | HRC Influent Channel 2 Gate | 1-0102-PPID-K101 | 1-0102-AGAD-G011 | NA | 1-0102-AIFS-G008 | NA | See Spec - Mech. | Contractor - Mech | NA | NA | NA
G | XV-G3632 | HRC Influent Channel 2 Flushing Water Valve | 1-0102-PPID-K101 | 1-0102-AGAD-G010 | NA | 1-0102-AIFS-G008 | NA | See Spec - Mech. | Contractor - Mech | NA | NA | NA | -
G | XV-G5341 | SCR-G211 Flushing Waterl 3-Way Contro Valve | 1-0102-PPID-G508 | 1-0102-AGAD-G013 | 1-0102-AILD-G521 | NA | NA | See Spec - Mech. | Contractor - Mech | NA | NA | NA | -
G | XV-G5342 | SCR-G212 Flushing Waterl 3-Way Contro Valve | 1-0102-PPID-G508 | 1-0102-AGAD-G013 | 1-0102-AILD-G522 | NA | NA | See Spec - Mech. | Contractor - Mech | NA | NA | NA | -
G | XV-G5343 | SCR-G213 Flushing Waterl 3-Way Contro Valve | 1-0102-PPID-G508 | 1-0102-AGAD-G013 | 1-0102-AILD-G523 | NA | NA | See Spec - Mech. | Contractor - Mech | NA | NA | NA | -
G | XV-G5344 | SCR-G214 Flushing Waterl 3-Way Contro Valve | 1-0102-PPID-G508 | 1-0102-AGAD-G013 | 1-0102-AILD-G524 | NA | NA | See Spec - Mech. | Contractor - Mech | NA | NA | NA | -
G | XV-G5345 | Flushing Water Pressure Control Valve | 1-0102-PPID-G508 | 1-0102-AGAD-G013 | 1-0102-AILD-G525 | NA | NA | See Spec - Mech. | Contractor - Mech | NA | NA | NA | -
G | XV-G6101 | AHU-G610 Intake Air Damper | 1-0102-PPID-G617 | See Vendor Package | 1-0102-AILD-G610 | NA | NA | See Spec - Mech. | Contractor - Mech | NA | NA | NA
G | XV-G6111 | Exhaust Fan EF-G611 Discharge Damper | 1-0102-PPID-G620 | 1-0102-AGAD-G013 | 1-0102-EMCL-G601 | NA | NA | See Spec - Mech. | Contractor - Mech | NA | NA | NA
G | XV-G6122 | Mechanical Room Intake Air Damper | 1-0102-PPID-G620 | 1-0102-AGAD-G012 | 1-0102-EMCL-G602 | NA | NA | See Spec - Mech. | Contractor - Mech | NA | NA | NA
G | XV-G6201 | AHU-G620 Intake Air Damper | 1-0102-PPID-G608 | See Vendor Package | 1-0102-AILD-G620 | NA | NA | See Spec - Mech. | AHU Vendor | NA | NA | NA | Part of Packaged unit
G | XV-G6207 | AHU-G620 Discharge Air Damper | 1-0102-PPID-G608 | See Vendor Package | 1-0102-AILD-G620 | NA | NA | See Spec - Mech. | AHU Vendor | NA | NA | NA | Part of Packaged unit
G | XV-G6301 | AHU-G630 Intake Air Damper | 1-0102-PPID-G618 | See Vendor Package | 1-0102-AILD-G630 | NA | NA | See Spec - Mech. | Contractor - Mech | NA | NA | NA
G | XV-G6307 | AHU-G630 Discharge Air Damper | 1-0102-PPID-G618 | See Vendor Package | 1-0102-AILD-G630 | NA | NA | See Spec - Mech. | Contractor - Mech | NA | NA | NA
G | XV-G6731 | HE-G673 Flushing Water Temperature Valve | 1-0102-PPID-G623 | 1-0102-AGAD-G012 | 1-0102-AILD-G655 | NA | NA | See Spec - Mech. | Contractor - Mech | NA | NA | NA | -
G | XV-G6931 | Grit Pump Room Outdoor Air Intake Damper | 1-0102-PPID-G622 | 1-0102-AGAD-G010 | 1-0102-EMCL-G604 | NA | NA | See Spec - Mech. | Contractor - I&C | NA | NA | NA
G | XV-G6932 | Grit Pump Room Eshaust Fan EF-G6932 Damper | 1-0102-PPID-G622 | 1-0102-AGAD-G011 | 1-0102-EMCL-G604 | NA | NA | See Spec - Mech. | Contractor - Mech | NA | NA | NA
G | YL--G2306-2 | Tank TK-G233 Full Light (Outdoor) | 1-0102-PPID-G203 | 1-0102-AGAD-G012 | 1-0102-AILD-G230 | NA | NA | See Spec: Section 2.6E | Contractor - I&C | NA | NA | NA | -
G | YL--G2307-2 | Tank TK-G234 Full Light (Outdoor) | 1-0102-PPID-G203 | 1-0102-AGAD-G012 | 1-0102-AILD-G230 | NA | NA | See Spec: Section 2.6E | Contractor - I&C | NA | NA | NA | -
G | YL-G9657-1 | Security System Armed Light | 1-0102-PPID-G902 | 1-0102-AGAD-G012 | 1-0102-AILD-G918 | NA | NA | See Spec | Contractor - I&C | NA | NA | NA
G | YL-G9657-2 | Security System Disarmed Light | 1-0102-PPID-G902 | 1-0102-AGAD-G012 | 1-0102-AILD-G918 | NA | NA | See Spec | Contractor - I&C | NA | NA | NA
G | YV-G1023 | P-G102 Seal Water Solenoid Valve | 1-0102-PPID-G103 | 1-0102-AGAD-G003 | 1-0102-EMCL-G102 | NA | NA | See Spec - Mech. | Contractor - Mech | NA | NA | NA | -
G | YV-G3235 | P-G323 Seal Water Solenoid Valve | 1-0102-PPID-G302 | 1-0102-AGAD-G010 | 1-0102-EMCL-G303 | NA | NA | See Spec - Mech. | Contractor - Mech | NA | NA | NA | -
G | YV-G3245 | P-G324 Seal Water Solenoid Valve | 1-0102-PPID-G302 | 1-0102-AGAD-G010 | 1-0102-EMCL-G304 | NA | NA | See Spec - Mech. | Contractor - Mech | NA | NA | NA | -
G | YV-G3255 | P-G325 Seal Water Solenoid Valve | 1-0102-PPID-G302 | 1-0102-AGAD-G010 | 1-0102-EMCL-G305 | NA | NA | See Spec - Mech. | Contractor - Mech | NA | NA | NA | -
G | YY-G9657 | Truck Bay Exterior Door Latch Solenoid | 1-0102-PPID-G902 | 1-0102-AGAD-G012 | 1-0102-AILD-G918 | NA | NA | NA | Door Vendor | NA | NA | NA
G | ZL-G2332-1 | TK-G233 Position Indication Light | 1-0102-PPID-G203 | 1-0102-AGAD-G012 | 1-0102-AILD-G239 | NA | NA | See Spec | Contractor - I&C | NA | NA | NA
G | ZL-G2332-2 | TK-G233 Position Indication Light | 1-0102-PPID-G203 | 1-0102-AGAD-G012 | 1-0102-AILD-G239 | NA | NA | See Spec | Contractor - I&C | NA | NA | NA
G | ZL-G2342-1 | TK-G234 Position Indication Light | 1-0102-PPID-G203 | 1-0102-AGAD-G012 | 1-0102-AILD-G240 | NA | NA | See Spec | Contractor - I&C | NA | NA | NA
G | ZL-G2342-2 | TK-G234 Position Indication Light | 1-0102-PPID-G203 | 1-0102-AGAD-G012 | 1-0102-AILD-G240 | NA | NA | See Spec | Contractor - I&C | NA | NA | NA
G | ZSC-G9611 | Screen Room Loading Area Exterior Door | 1-0102-PPID-G901 | 1-0102-AGAD-G005 | 1-0102-AILD-G902 | NA | 1-0102-ADTL-A006 | See Spec | Contractor - Mech | NA | NA | NA
G | ZSC-G9612 | Screen Room Loading Area Door Switch | 1-0102-PPID-G901 | 1-0102-AGAD-G005 | 1-0102-AILD-G902 | NA | 1-0102-ADTL-A006 | See Spec | Contractor - Mech | NA | NA | NA | -
G | ZSC-G9651 | Truck Bay NorthWest Interior Door Switch | 1-0102-PPID-G902 | 1-0102-AGAD-G012 | 1-0102-AILD-G905 | NA | 1-0102-ADTL-A006 | See Spec | Contractor - Mech | NA | NA | NA | -
G | ZSC-G9652 | Truck Bay SouthWest Interior Door Switch | 1-0102-PPID-G902 | 1-0102-AGAD-G012 | 1-0102-AILD-G905 | NA | 1-0102-ADTL-A006 | See Spec | Contractor - Mech | NA | NA | NA | -
G | ZSC-G9653 | Truck Bay SouthEast Interior Door Switch | 1-0102-PPID-G902 | 1-0102-AGAD-G012 | 1-0102-AILD-G905 | NA | 1-0102-ADTL-A006 | See Spec | Contractor - Mech | NA | NA | NA | -
G | ZSC-G9654 | Truck Bay North Overhead Door Switch | 1-0102-PPID-G902 | 1-0102-AGAD-G012 | 1-0102-AILD-G906 | NA | 1-0102-ADTL-A006 | See Spec | Contractor - Mech | NA | NA | NA | -
G | ZSC-G9655 | Truck Bay South Overhead Door Switch | 1-0102-PPID-G902 | 1-0102-AGAD-G012 | 1-0102-AILD-G906 | NA | 1-0102-ADTL-A006 | See Spec | Contractor - Mech | NA | NA | NA | -
G | ZSC-G9656 | Truck Bay Exterior Door Switch | 1-0102-PPID-G902 | 1-0102-AGAD-G012 | 1-0102-AILD-G907 | NA | 1-0102-ADTL-A006 | See Spec | Contractor - Mech | NA | NA | NA | -
G | ZSC-G9671 | Electrical Room Exterior Door Switch | 1-0102-PPID-G902 | 1-0102-EGAD-G002 | 1-0102-AILD-G907 | NA | 1-0102-ADTL-A006 | See Spec | Contractor - Mech | NA | NA | NA | -
G | ZSC-G9681 | South Starwell Exterior Door Switch | 1-0102-PPID-G902 | 1-0102-AGAD-G012 | 1-0102-AILD-G908 | NA | 1-0102-ADTL-A006 | See Spec | Contractor - Mech | NA | NA | NA | -
G | ZSC-G9691 | Mechanical Room Exterior Door Switch | 1-0102-PPID-G902 | 1-0102-AGAD-G012 | 1-0102-AILD-G907 | NA | 1-0102-ADTL-A006 | See Spec | Contractor - Mech | NA | NA | NA | -
G | ZS-G2332-1 | TK-G233 IR Sensor Transmitter | 1-0102-PPID-G203 | 1-0102-AGAD-G012 | 1-0102-AILD-G238 | NA | NA | See Spec | Contractor - Mech | NA | NA | NA | -
G | ZS-G2332-2 | TK-G233 IR Sensor Receiver | 1-0102-PPID-G203 | 1-0102-AGAD-G012 | 1-0102-AILD-G238 | NA | NA | See Spec | Contractor - Mech | NA | NA | NA | -
G | ZS-G2342-1 | TK-G234 IR Sensor Transmitter | 1-0102-PPID-G203 | 1-0102-AGAD-G012 | 1-0102-AILD-G239 | NA | NA | See Spec | Contractor - Mech | NA | NA | NA | -
G | ZS-G2342-2 | TK-G234 IR Sensor Receiver | 1-0102-PPID-G203 | 1-0102-AGAD-G012 | 1-0102-AILD-G239 | NA | NA | See Spec | Contractor - Mech | NA | NA | NA | -
G | ZSS-G5660 | OD-G566 Limit Switch | 1-0102-PPID-G901 | 1-0102-AGAD-G005 | 1-0102-AILD-G560 | NA | NA | NA | Contractor - I&C | NA | NA | NA | Part of Packaged unit
G | ZSS-G5670 | OD-G567 Limit Switch | 1-0102-PPID-G902 | 1-0102-AGAD-G012 | 1-0102-AILD-G561 | NA | NA | NA | Contractor - I&C | NA | NA | NA | Part of Packaged unit
G | ZSS-G5680 | OD-G568 Limit Switch | 1-0102-PPID-G902 | 1-0102-AGAD-G012 | 1-0102-AILD-G562 | NA | NA | NA | Contractor - I&C | NA | NA | NA | Part of Packaged unit
K | AAH-K6910-1 | Upper Gallery Gas Alarm Strobe | 1-0102-PPID-K607 | 1-0102-AGAD-K003 | 1-0102-AILD-K633 | NA | NA | See Spec | Contractor - I&C | NA | NA | NA | -
K | AAH-K6910-2 | Clarifier Room Gas Alarm Horn | 1-0102-PPID-K607 | 1-0102-AGAD-K003 | 1-0102-AILD-K633 | NA | NA | See Spec | Contractor - I&C | NA | NA | NA | -
K | AAH-K6910-3 | Clarifier Room Gas Alarm Strobe | 1-0102-PPID-K607 | 1-0102-AGAD-K003 | 1-0102-AILD-K633 | NA | NA | See Spec | Contractor - I&C | NA | NA | NA | -
K | AAH-K6910-4 | Clarifier Room Gas Alarm Strobe | 1-0102-PPID-K607 | 1-0102-AGAD-K003 | 1-0102-AILD-K633 | NA | NA | See Spec | Contractor - I&C | NA | NA | NA | -
K | AAH-K6920-1 | Pump Room Gas Alarm Strobe | 1-0102-PPID-K608 | 1-0102-AGAD-K001 | 1-0102-AILD-K633 | NA | NA | See Spec | Contractor - I&C | NA | NA | NA | -
K | AAH-K6920-2 | Pump Room Gas Alarm Horn | 1-0102-PPID-K608 | 1-0102-AGAD-K001 | 1-0102-AILD-K633 | NA | NA | See Spec | Contractor - I&C | NA | NA | NA | -
K | AE-K1151 | HRC Effluent Channel 1 Turbidity Element | 1-0102-PPID-K106 | 1-0102-AGAD-K001 | 1-0102-AILD-K118 | NA | Mechanical | NA | HRC Vendor | 0 | 20 | NTU | -
K | AE-K1152 | HRC Effluent Channel 1 pH Element | 1-0102-PPID-K106 | 1-0102-AGAD-K001 | 1-0102-AILD-K118 | NA | Mechanical | NA | HRC Vendor | 0 | 14 | pH | -
K | AE-K1251 | HRC Effluent Channel 2 Turbidity Element | 1-0102-PPID-K106 | 1-0102-AGAD-K001 | 1-0102-AILD-K119 | NA | Mechanical | NA | HRC Vendor | 0 | 20 | NTU | -
K | AE-K1252 | HRC Effluent Channel 2 pH Element | 1-0102-PPID-K106 | 1-0102-AGAD-K001 | 1-0102-AILD-K119 | NA | Mechanical | NA | HRC Vendor | 0 | 14 | pH | -
K | AE-K6911 | Clarifier Room Methane Sensor | 1-0102-PPID-K607 | 1-0102-AGAD-K003 | 1-0102-AILD-K630 | NA | NA | See Spec | Contractor - I&C | 0 | 20 | NTU | -
K | AE-K6921 | Pump Room Methane Sensor | 1-0102-PPID-K608 | 1-0102-AGAD-K001 | 1-0102-AILD-K631 | NA | NA | See Spec | Contractor - I&C | 0 | 14 | pH | -
K | AIT-K1153 | HRC Effluent Turbidity/pH Transmitter | 1-0102-PPID-K106 | 1-0102-AGAD-K001 | 1-0102-AILD-K118 | 1-0102-AIFS-K001 | Mechanical | NA | HRC Vendor | NA | NA | NA | -
K | AIT-K1253 | HRC Effluent Turbidity/pH Transmitter | 1-0102-PPID-K106 | 1-0102-AGAD-K001 | 1-0102-AILD-K119 | 1-0102-AIFS-K002 | Mechanical | NA | HRC Vendor | NA | NA | NA | -
K | AIT-K6911 | Clarifier Room Methane Transmitter | 1-0102-PPID-K607 | 1-0102-AGAD-K003 | 1-0102-AILD-K630 | NA | 1-0102-ADTL-A007 | See Spec | Contractor - I&C | 0 | 100 | %LEL | Sensor Included
K | AIT-K6912 | Clarifier Room H2S Transmitter | 1-0102-PPID-K607 | 1-0102-AGAD-K003 | 1-0102-AILD-K630 | NA | 1-0102-ADTL-A007 | See Spec | Contractor - I&C | 0 | 50 | PPM | Sensor Included
K | AIT-K6921 | Pump Room Methane Transmitter | 1-0102-PPID-K608 | 1-0102-AGAD-K001 | 1-0102-AILD-K631 | NA | 1-0102-ADTL-A007 | See Spec | Contractor - I&C | 0 | 100 | %LEL | Sensor Included
K | FE-K1102 | HRC Influent Channel 1 Flow Element (1A, 1B, 2A, 2B, 3A, 3B, 4A, 4B) | 1-0102-PPID-K101 | 1-0102-AGAD-G011 | 1-0102-AILD-K101 | NA | 1-0102-ADTL-K002 | A-0102-ADTS-K106 | Contractor - I&C | NA | NA | NA | Eight sensors in total
K | FE-K1154 | Effluent Channel 1 Sample Flow Switch Sensor | 1-0102-PPID-K106 | 1-0102-AGAD-K001 | 1-0102-AILD-K118 | NA | NA | See Spec | Contractor - I&C | NA | NA | NA | -
K | FE-K1202 | HRC Influent Channel 2 Flow Element (1A, 1B, 2A, 2B, 3A, 3B, 4A, 4B) | 1-0102-PPID-K101 | 1-0102-AGAD-G011 | 1-0102-AILD-K103 | NA | 1-0102-ADTL-K002 | A-0102-ADTS-K106 | Contractor - I&C | NA | NA | NA | Eight sensors in total
K | FE-K1254 | Effluent Channel 2 Sample Flow Switch Sensor | 1-0102-PPID-K106 | 1-0102-AGAD-K001 | 1-0102-AILD-K119 | NA | NA | See Spec | Contractor - I&C | NA | NA | NA | -
K | FE-K2541 | Waste Sludge Flow Sensor | 1-0102-PPID-K203 | 1-0102-AGAD-K001 | 1-0102-AILD-K206 | 1-0102-AIFS-K002 | 1-0102-ADTL-A003 | A-0102-ADTS-K203 | Contractor - I&C | NA | NA | NA | -
K | FE-K2542 | Waste Sludge Flow Sensor | 1-0102-PPID-K203 | 1-0102-AGAD-K001 | 1-0102-AILD-K206 | 1-0102-AIFS-K002 | 1-0102-ADTL-A003 | A-0102-ADTS-K203 | Contractor - I&C | NA | NA | NA | -
K | FE-K6112 | Clarifier Room Exhaust Air Flow Sensor | 1-0102-PPID-K607 | 1-0102-AGAD-K004 | 1-0102-AILD-K602 | NA | 1-0102-ADTL-A003 | A-0102-ADTS-K601 | Contractor - I&C | NA | NA | NA | -
K | FE-K6122 | Clarifier Room Exhaust Air Flow Sensor | 1-0102-PPID-K607 | 1-0102-AGAD-K004 | 1-0102-AILD-K602 | NA | 1-0102-ADTL-A003 | A-0102-ADTS-K601 | Contractor - I&C | NA | NA | NA | -
K | FE-K6209 | Pump Room Exhaust Air Flow Sensor | 1-0102-PPID-K608 | 1-0102-AGAD-K002 | 1-0102-AILD-K607 | NA | 1-0102-ADTL-A003 | A-0102-ADTS-K602 | Contractor - I&C | NA | NA | NA | -
K | FE-K6222 | Pump Room Exhaust Air Flow Sensor | 1-0102-PPID-K608 | 1-0102-AGAD-K002 | 1-0102-AILD-K607 | NA | 1-0102-ADTL-A003 | A-0102-ADTS-K602 | Contractor - I&C | NA | NA | NA | -
K | FE-K6312 | General Purpose Rooms Exhaust Air Flow Sensor | 1-0102-PPID-K609 | 1-0102-AGAD-K002 | 1-0102-AILD-K610 | NA | 1-0102-ADTL-A003 | A-0102-ADTS-K603 | Contractor - I&C | NA | NA | NA | -
K | FE-K6621 | Hot Water To P-K660 and P-K661 Flow Sensor | 1-0102-PPID-K605 | 1-0102-AGAD-K001 | 1-0102-AILD-K615 | NA | 1-0102-ADTL-A003 | A-0102-ADTS-K608 | Contractor - I&C | NA | NA | NA
K | FG-K1122 | HRC Train 1 Polymer Rotameter | 1-0102-PPID-K107 | NA | NA | NA | NA | A-0102-ADTS-K105 | Contractor - I&C | 0.7 | 7.8 | L/S | -
K | FG-K1123 | HRC Train 1 Polymer Rotameter | 1-0102-PPID-K107 | NA | NA | NA | NA | A-0102-ADTS-K105 | Contractor - I&C | 0.2 | 3.9 | L/S | -
K | FG-K1124 | HRC Train 1 Polymer Rotameter | 1-0102-PPID-K107 | NA | NA | NA | NA | A-0102-ADTS-K105 | Contractor - I&C | 0.2 | 3.9 | L/S | -
K | FG-K1125 | HRC Train 1 Polymer Rotameter | 1-0102-PPID-K107 | NA | NA | NA | NA | A-0102-ADTS-K105 | Contractor - I&C | 0.2 | 3.9 | L/S | -
K | FG-K1222 | HRC Train 2 Polymer Rotameter | 1-0102-PPID-K107 | NA | NA | NA | NA | A-0102-ADTS-K105 | Contractor - I&C | 0.7 | 7.8 | L/S | -
K | FG-K1223 | HRC Train 2 Polymer Rotameter | 1-0102-PPID-K107 | NA | NA | NA | NA | A-0102-ADTS-K105 | Contractor - I&C | 0.2 | 3.9 | L/S | -
K | FG-K1224 | HRC Train 2 Polymer Rotameter | 1-0102-PPID-K107 | NA | NA | NA | NA | A-0102-ADTS-K105 | Contractor - I&C | 0.2 | 3.9 | L/S | -
K | FG-K1225 | HRC Train 2 Polymer Rotameter | 1-0102-PPID-K107 | NA | NA | NA | NA | A-0102-ADTS-K105 | Contractor - I&C | 0.2 | 3.9 | L/S | -
K | FIT-K1102 | HRC Influent Channel 1 Flow Transmitter | 1-0102-PPID-K101 | 1-0102-AGAD-G010 | 1-0102-AILD-K101 | NA | 1-0102-ADTL-K002 | A-0102-ADTS-K106 | Contractor - I&C | 0 | 160 | ML/d | -
K | FIT-K1202 | HRC Influent Channel 2 Flow Transmitter | 1-0102-PPID-K101 | 1-0102-AGAD-G010 | 1-0102-AILD-K103 | NA | 1-0102-ADTL-K002 | A-0102-ADTS-K106 | Contractor - I&C | 0 | 160 | ML/d | -
K | FIT-K2541 | Waste Sludge Flow Transmitter | 1-0102-PPID-K203 | 1-0102-AGAD-K001 | 1-0102-AILD-K206 | 1-0102-AIFS-K002 | 1-0102-ADTL-A003 | A-0102-ADTS-K203 | Contractor - I&C | 0 | 8967 | L/min | -
K | FIT-K2542 | Waste Sludge Flow Transmitter | 1-0102-PPID-K203 | 1-0102-AGAD-K001 | 1-0102-AILD-K206 | 1-0102-AIFS-K002 | 1-0102-ADTL-A003 | A-0102-ADTS-K203 | Contractor - I&C | 0 | 8967 | L/min | -
K | FIT-K6112 | Clarifier Room Exhaust Air Flow Transmitter | 1-0102-PPID-K607 | 1-0102-AGAD-K003 | 1-0102-AILD-K602 | NA | 1-0102-ADTL-A003 | A-0102-ADTS-K601 | Contractor - I&C | 0 | 400000 | L/min | -
K | FIT-K6122 | Clarifier Room Exhaust Air Flow Transmitter | 1-0102-PPID-K607 | 1-0102-AGAD-K003 | 1-0102-AILD-K602 | NA | 1-0102-ADTL-A003 | A-0102-ADTS-K601 | Contractor - I&C | 0 | 400000 | L/min | -
K | FIT-K6209 | Pump Room Exhaust Air Flow Transmitter | 1-0102-PPID-K608 | 1-0102-AGAD-K002 | 1-0102-AILD-K607 | NA | 1-0102-ADTL-A003 | A-0102-ADTS-K602 | Contractor - I&C | 0 | 400000 | L/min | -
K | FIT-K6222 | Pump Room Exhaust Air Flow Transmitter | 1-0102-PPID-K608 | 1-0102-AGAD-K002 | 1-0102-AILD-K607 | NA | 1-0102-ADTL-A003 | A-0102-ADTS-K602 | Contractor - I&C | 0 | 400000 | L/min | -
K | FIT-K6312 | General Purpose Rooms Exhaust Air Flow Transmitter | 1-0102-PPID-K609 | 1-0102-AGAD-K002 | 1-0102-AILD-K610 | NA | 1-0102-ADTL-A003 | A-0102-ADTS-K603 | Contractor - I&C | 0 | 400000 | L/min | -
K | FIT-K6621 | Hot Water To P-K660 and P-K661 Flow Transmitter | 1-0102-PPID-K605 | 1-0102-AGAD-K001 | 1-0102-AILD-K615 | NA | 1-0102-ADTL-A003 | A-0102-ADTS-K608 | Contractor - I&C | 0 | 17 | L/s
K | FSH-K5121 | Emergency Eyewash/ Shower Station Flow Switch | 1-0102-PPID-K502 | 1-0102-AGAD-K003 | 1-0102-AILD-K502 | NA | NA | By Package Vendor | Shower Station Vendor | NA | NA | NA | -
K | FSL-K1154 | Effluent Channel 1 Sample Flow Switch | 1-0102-PPID-K106 | 1-0102-AGAD-K001 | 1-0102-AILD-K118 | NA | NA | See Spec | Contractor - I&C | NA | NA | NA | -
K | FSL-K1254 | Effluent Channel 2 Sample Flow Switch | 1-0102-PPID-K106 | 1-0102-AGAD-K001 | 1-0102-AILD-K119 | NA | NA | See Spec | Contractor - I&C | NA | NA | NA | -
K | FT-K6105-1 | AHU-K610 Flow Transmitter | 1-0102-PPID-K601 | NA | 1-0102-AILD-K601 | NA | NA | NA | AHU Vendor | By Vendor | By Vendor | By Vendor | Part of packaged unit
K | FT-K6105-2 | AHU-K610 Flow Transmitter | 1-0102-PPID-K601 | NA | 1-0102-AILD-K601 | NA | NA | NA | AHU Vendor | By Vendor | By Vendor | By Vendor | Part of packaged unit
K | FT-K6105-3 | AHU-K610 Flow Transmitter | 1-0102-PPID-K601 | NA | 1-0102-AILD-K601 | NA | NA | NA | AHU Vendor | By Vendor | By Vendor | By Vendor | Part of packaged unit
K | FT-K6105-4 | AHU-K610 Flow Transmitter | 1-0102-PPID-K601 | NA | 1-0102-AILD-K601 | NA | NA | NA | AHU Vendor | By Vendor | By Vendor | By Vendor | Part of packaged unit
K | FT-K6205-1 | AHU-K620 Flow Transmitter | 1-0102-PPID-K602 | NA | 1-0102-AILD-K606 | NA | NA | NA | AHU Vendor | By Vendor | By Vendor | By Vendor | Part of packaged unit
K | FT-K6205-2 | AHU-K620 Flow Transmitter | 1-0102-PPID-K602 | NA | 1-0102-AILD-K606 | NA | NA | NA | AHU Vendor | By Vendor | By Vendor | By Vendor | Part of packaged unit
K | FT-K6305-1 | AHU-K630 Flow Transmitter | 1-0102-PPID-K603 | NA | 1-0102-AILD-K609 | NA | NA | NA | AHU Vendor | By Vendor | By Vendor | By Vendor | Part of packaged unit
K | FT-K6305-2 | AHU-K630 Flow Transmitter | 1-0102-PPID-K603 | NA | 1-0102-AILD-K609 | NA | NA | NA | AHU Vendor | By Vendor | By Vendor | By Vendor | Part of packaged unit
K | FT-K6405 | AHU-K640 Flow Transmitter | 1-0102-PPID-K604 | NA | 1-0102-AILD-K613 | NA | NA | NA | AHU Vendor | By Vendor | By Vendor | By Vendor | Part of packaged unit
K | FV-K1102 | HRC Influent Channel 1 Gate | 1-0102-PPID-K101 | 1-0102-AGAD-K003 | NA | 1-0102-AIFS-K001 | NA | See Spec | Contractor - Mech. | 0 | 1 | %
K | FV-K1202 | HRC Influent Channel 2 Gate | 1-0102-PPID-K101 | 1-0102-AGAD-K003 | NA | 1-0102-AIFS-K002 | NA | See Spec | Contractor - Mech. | 0 | 1 | %
K | FV-K1511 | HRC Effluent Channel To Chamber 11 Flow Valve | 1-0102-PPID-K106 | 1-0102-AGAD-K002 | NA | 1-0102-AIFS-K001 | NA | See Spec | Contractor - Mech. | 0 | 1 | %
K | HS-K1106-1 | HRC Train 1 Process Stop Switch (Clarifier Room) | 1-0102-PPID-K103 | 1-0102-AGAD-K003 | 1-0102-AILD-K121 | NA | NA | See Spec | Contractor - I&C | NA | NA | NA | -
K | HS-K1106-2 | HRC Train 1 Process Stop Switch (Pump Room) | 1-0102-PPID-K103 | 1-0102-AGAD-K001 | 1-0102-AILD-K121 | NA | NA | See Spec | Contractor - I&C | NA | NA | NA | -
K | HS-K1206-1 | HRC Train 2 Process Stop Switch (Clarifier Room) | 1-0102-PPID-K105 | 1-0102-AGAD-K003 | 1-0102-AILD-K121 | NA | NA | See Spec | Contractor - I&C | NA | NA | NA | -
K | HS-K1206-2 | HRC Train 2 Process Stop Switch (Pump Room) | 1-0102-PPID-K105 | 1-0102-AGAD-K001 | 1-0102-AILD-K121 | NA | NA | See Spec | Contractor - I&C | NA | NA | NA | -
K | HS-K3108-1 | Ballast System Stop Switch (Ballast Pit) | 1-0102-PPID-K301 | 1-0102-AGAD-K002 | 1-0102-AILD-K303 | NA | NA | See Spec | Contractor - I&C | NA | NA | NA | -
K | HS-K3108-2 | Ballast System Stop Switch (Ballast Room) | 1-0102-PPID-K301 | 1-0102-AGAD-K002 | 1-0102-AILD-K303 | NA | NA | See Spec | Contractor - I&C | NA | NA | NA | -
K | HSR-K2530 | Drain Pump P-K253 Start Push Button | 1-0102-PPID-K203 | 1-0102-AGAD-K001 | NA | NA | NA | See Spec | Contractor - I&C | NA | NA | NA | -
K | HSS-K2530 | Drain Pump P-K253 Stop Push Button | 1-0102-PPID-K203 | 1-0102-AGAD-K001 | NA | NA | NA | See Spec | Contractor - I&C | NA | NA | NA | -
K | LC-K5011 | Sump Pump Level Controller | 1-0102-PPID-K501 | 1-0102-AGAD-K001 | 1-0102-EMCL-K501 | NA | 1-0102-ADTL-A005 | See Spec | Contractor - I&C | NA | NA | NA | -
K | LE-K1102 | HRC Influent Channel 1 Level Element | 1-0102-PPID-K101 | 1-0102-AGAD-G011 | 1-0102-AILD-K101 | NA | 1-0102-ADTL-K001 | A-0102-ADTS-K107 | Contractor - I&C | NA | NA | NA | -
K | LE-K1132 | HRC 1 Maturation Tank Level Element | 1-0102-PPID-K103 | 1-0102-AGAD-K003 | 1-0102-AILD-K120 | 1-0102-AIFS-K001 | 1-0102-ADTL-K001 | A-0102-ADTS-K109 | Contractor - I&C | NA | NA | NA | -
K | LE-K1202 | HRC Influent Channel 2 Level Element | 1-0102-PPID-K101 | 1-0102-AGAD-G011 | 1-0102-AILD-K103 | NA | 1-0102-ADTL-K001 | A-0102-ADTS-K107 | Contractor - I&C | NA | NA | NA | -
K | LE-K1232 | HRC 2 Maturation Tank Level Element | 1-0102-PPID-K105 | 1-0102-AGAD-K003 | 1-0102-AILD-K120 | 1-0102-AIFS-K002 | 1-0102-ADTL-K001 | A-0102-ADTS-K109 | Contractor - I&C | NA | NA | NA | -
K | LE-K1511 | HRC Effluent Level Element | 1-0102-PPID-K106 | 1-0102-AGAD-K002 | 1-0102-AILD-K116 | 1-0102-AIFS-K001 | 1-0102-ADTL-K001 | A-0102-ADTS-K101 | Contractor - I&C | NA | NA | NA | -
K | LE-K2501 | Waste Sludge Sump Level Element | 1-0102-PPID-K203 | 1-0102-AGAD-K002 | 1-0102-AILD-K203 | 1-0102-AIFS-K001 | 1-0102-ADTL-K001 | A-0102-ADTS-K201 | Contractor - I&C | NA | NA | NA | -
K | LE-K2502 | Waste Sludge Sump Low-Low Level Element | 1-0102-PPID-K203 | 1-0102-AGAD-K001 | 1-0102-AILD-K204 | NA | 1-0102-ADTL-K001 | A-0102-ADTS-K202 | Contractor - I&C | NA | NA | NA | -
K | LE-K2503 | Waste Sludge Sump Low Level Element | 1-0102-PPID-K203 | 1-0102-AGAD-K001 | 1-0102-AILD-K204 | NA | 1-0102-ADTL-K001 | A-0102-ADTS-K202 | Contractor - I&C | NA | NA | NA | -
K | LE-K2504 | Waste Sludge Sump High Level Element | 1-0102-PPID-K203 | 1-0102-AGAD-K001 | 1-0102-AILD-K205 | NA | 1-0102-ADTL-K001 | A-0102-ADTS-K202 | Contractor - I&C | NA | NA | NA | -
K | LI-K2501 | Waste Sludge Sump Level Indicator | 1-0102-PPID-K203 | 1-0102-AGAD-K001 | 1-0102-AILD-K203 | NA | NA | See Spec | Contractor - I&C | 0 | 8.16 | m | -
K | LIT-K1102 | HRC Influent Channel 1 Level Transmitter | 1-0102-PPID-K101 | 1-0102-AGAD-G010 | 1-0102-AILD-K101 | NA | 1-0102-ADTL-K001 | A-0102-ADTS-K107 | Contractor - I&C | 0 | 1792 | mm | -
K | LIT-K1132 | HRC Train 1 Maturation Tank Level Transmitter | 1-0102-PPID-K103 | 1-0102-AGAD-K002 | 1-0102-AILD-K120 | 1-0102-AIFS-K001 | 1-0102-ADTL-K002 | A-0102-ADTS-K109 | Contractor - I&C | 0 | 6.1 | m
K | LIT-K1202 | HRC Influent Channel 2 Level Transmitter | 1-0102-PPID-K101 | 1-0102-AGAD-G010 | 1-0102-AILD-K103 | NA | NA | A-0102-ADTS-K107 | Contractor - I&C | 0 | 1792 | mm
K | LIT-K1232 | HRC Train 2 Maturation Tank Level Transmitter | 1-0102-PPID-K105 | 1-0102-AGAD-K002 | 1-0102-AILD-K120 | 1-0102-AIFS-K001 | 1-0102-ADTL-K002 | A-0102-ADTS-K109 | Contractor - I&C | 0 | 6.1 | m
K | LIT-K1511 | HRC Effluent Level Transmitter | 1-0102-PPID-K106 | 1-0102-AGAD-K002 | 1-0102-AILD-K116 | 1-0102-AIFS-K001 | 1-0102-ADTL-K001 | A-0102-ADTS-K101 | Contractor - I&C | 0 | 1986 | mm | -
K | LIT-K2501 | Waste Sludge Sump Level Transmitter | 1-0102-PPID-K203 | 1-0102-AGAD-K002 | 1-0102-AILD-K203 | 1-0102-AIFS-K001 | 1-0102-ADTL-K001 | A-0102-ADTS-K201 | Contractor - I&C | 0 | 8.16 | m | -
K | LSH-K1144 | HRC Train 1 High Level Float Switch | 1-0102-PPID-K103 | 1-0102-AGAD-K003 | 1-0102-AILD-K102 | NA | 1-0102-ADTL-K002 | A-0102-ADTS-K102 | Contractor - I&C | NA | NA | NA | -
K | LSH-K1244 | HRC Train 2 High Level Float Switch | 1-0102-PPID-K105 | 1-0102-AGAD-K003 | 1-0102-AILD-K104 | NA | 1-0102-ADTL-K002 | A-0102-ADTS-K102 | Contractor - I&C | NA | NA | NA | -
K | LSH-K2504 | Waste Sludge Sump High Level Switch | 1-0102-PPID-K203 | 1-0102-AGAD-K002 | 1-0102-AILD-K205 | NA | 1-0102-ADTL-K001 | A-0102-ADTS-K202 | Contractor - I&C | NA | NA | NA | -
K | LSH-K3102 | Ballast Hopper High Level Switch | 1-0102-PPID-K301 | 1-0102-AGAD-K002 | 1-0102-AILD-K301 | NA | NA | NA | Ballast Vendor | NA | NA | NA | Part of packaged unit
K | LSH-K5012 | Sump Pit Level Switch | 1-0102-PPID-K501 | 1-0102-AGAD-K001 | 1-0102-AILD-K501 | NA | 1-0102-ADTL-A005 | See Spec | Contractor - I&C | NA | NA | NA | -
K | LSL-K2502 | Waste Sludge Sump Low-Low Level Switch | 1-0102-PPID-K203 | 1-0102-AGAD-K002 | 1-0102-AILD-K204 | NA | 1-0102-ADTL-K001 | A-0102-ADTS-K202 | Contractor - I&C | NA | NA | NA | -
K | LSL-K3101 | Ballast Auger Low Level Switch | 1-0102-PPID-K301 | 1-0102-AGAD-K002 | 1-0102-AILD-K301 | NA | NA | NA | Ballast Vendor | NA | NA | NA | Part of packaged unit
K | LSL-K6641 | Glycol Feed Tank Low Level Switch | 1-0102-PPID-K606 | NA | 1-0102-AILD-K616 | NA | NA | NA | Contractor - I&C | NA | NA | NA | Part of Packaged Unit
K | LSLL-K2503 | Waste Sludge Sump Low-Low Level Switch | 1-0102-PPID-K203 | 1-0102-AGAD-K002 | 1-0102-AILD-K204 | NA | 1-0102-ADTL-K001 | A-0102-ADTS-K202 | Contractor - I&C | NA | NA | NA | -
K | OSHH-K1140 | CM-K114 High High Torque Switch | 1-0102-PPID-K103 | 1-0102-AGAD-K003 | 1-0102-EMCL-K104 | NA | NA | NA | HRC Vendor | NA | NA | NA | -
K | OSHH-K1240 | CM-K124 High High Torque Switch | 1-0102-PPID-K105 | 1-0102-AGAD-K003 | 1-0102-EMCL-K108 | NA | NA | NA | HRC Vendor | NA | NA | NA | -
K | OSH-K1140 | CM-K114 High Torque Switch | 1-0102-PPID-K103 | 1-0102-AGAD-K003 | 1-0102-EMCL-K104 | NA | NA | NA | HRC Vendor | NA | NA | NA | -
K | OSH-K1240 | CM-K124 High Torque Switch | 1-0102-PPID-K105 | 1-0102-AGAD-K003 | 1-0102-EMCL-K108 | NA | NA | NA | HRC Vendor | NA | NA | NA | -
K | OT-K1140 | CM-K114 Torque Transmitter | 1-0102-PPID-K103 | 1-0102-AGAD-K003 | 1-0102-AILD-K102 | NA | NA | NA | HRC Vendor | 0 | 200 | PSI | -
K | OT-K1240 | CM-K124 Torque Transmitter | 1-0102-PPID-K105 | 1-0102-AGAD-K003 | 1-0102-AILD-K104 | NA | NA | NA | HRC Vendor | 0 | 200 | PSI | -
K | PDG-K1601 | B-K610 Filter Differential Pressure Gauge | 1-0102-PPID-K108 | NA | NA | NA | NA | NA | HRC Vendor | By Vendor | By Vendor | By Vendor | Part of packaged unit
K | PDIT-K6403-2 | AHU-K640 Filter Differential Pressure Transmitter | 1-0102-PPID-K604 | NA | 1-0102-AILD-K613 | NA | NA | NA | AHU Vendor | By Vendor | By Vendor | By Vendor | Part of packaged unit
K | PDIT-K6403-3 | AHU-K640 Filter Differential Pressure Transmitter | 1-0102-PPID-K604 | NA | 1-0102-AILD-K613 | NA | NA | NA | AHU Vendor | By Vendor | By Vendor | By Vendor | Part of packaged unit
K | PDSH-K1601 | B-K610 Filter Differential Pressure Switch | 1-0102-PPID-K108 | 1-0102-AGAD-K001 | 1-0102-AILD-K117 | NA | NA | NA | Blower Vendor | By Vendor | By Vendor | By Vendor | Part of packaged unit
K | PDT-K6103 | AHU-K610 Filter Differential Pressure Transmitter | 1-0102-PPID-K601 | NA | 1-0102-AILD-K601 | NA | NA | NA | AHU Vendor | By Vendor | By Vendor | By Vendor | Part of packaged unit
K | PDT-K6203 | AHU-K620 Filter Differential Pressure Transmitter | 1-0102-PPID-K602 | NA | 1-0102-AILD-K606 | NA | NA | NA | AHU Vendor | By Vendor | By Vendor | By Vendor | Part of packaged unit
K | PDT-K6303 | AHU-K630 Filter Differential Pressure Transmitter | 1-0102-PPID-K603 | NA | 1-0102-AILD-K609 | NA | NA | NA | AHU Vendor | By Vendor | By Vendor | By Vendor | Part of packaged unit
K | PDT-K6403-1 | AHU-K640 Filter Differential Pressure Transmitter | 1-0102-PPID-K604 | NA | 1-0102-AILD-K613 | NA | NA | NA | AHU Vendor | By Vendor | By Vendor | By Vendor | Part of packaged unit
K | PG-K1144 | Clarifier 1 Lamellas Hose Station | 1-0102-PPID-K504 | NA | NA | NA | NA | A-0102-ADTS-K108 | Contractor - I&C | 0 | 400 | kPa | -
K | PG-K1244 | Clarifier 2 Lamellas Hose Station | 1-0102-PPID-K504 | NA | NA | NA | NA | A-0102-ADTS-K108 | Contractor - I&C | 0 | 400 | kPa | -
K | PG-K1602 | B-K610 Blower Inlet Pressure Gauge | 1-0102-PPID-K108 | NA | NA | NA | NA | NA | Blower Vendor | By Vendor | By Vendor | By Vendor | Part of packaged unit
K | PG-K2111 | Pump P-K211 Suction Pressure Gauge | 1-0102-PPID-K201 | NA | NA | NA | NA | A-0102-ADTS-K204 | Contractor - I&C | 0 | 400 | kPa | -
K | PG-K2113 | Cyclone CYC-K211A Pressure Gauge | 1-0102-PPID-K201 | NA | NA | NA | NA | A-0102-ADTS-K204 | Contractor - I&C | 0 | 400 | kPa | -
K | PG-K2114 | Cyclone CYC-K211B Pressure Gauge | 1-0102-PPID-K201 | NA | NA | NA | NA | A-0102-ADTS-K204 | Contractor - I&C | 0 | 400 | kPa | -
K | PG-K2115 | Pump P-K211 Discharge Pressure Gauge | 1-0102-PPID-K201 | NA | NA | NA | NA | A-0102-ADTS-K204 | Contractor - I&C | 0 | 400 | kPa | -
K | PG-K2121 | Pump P-K212 Suction Pressure Gauge | 1-0102-PPID-K201 | NA | NA | NA | NA | A-0102-ADTS-K204 | Contractor - I&C | 0 | 400 | kPa | -
K | PG-K2123 | Cyclone CYC-K212A Pressure Gauge | 1-0102-PPID-K201 | NA | NA | NA | NA | A-0102-ADTS-K204 | Contractor - I&C | 0 | 400 | kPa | -
K | PG-K2124 | Cyclone CYC-K212B Pressure Gauge | 1-0102-PPID-K201 | NA | NA | NA | NA | A-0102-ADTS-K204 | Contractor - I&C | 0 | 400 | kPa | -
K | PG-K2125 | Pump P-K212 Discharge Pressure Gauge | 1-0102-PPID-K201 | NA | NA | NA | NA | A-0102-ADTS-K204 | Contractor - I&C | 0 | 400 | kPa | -
K | PG-K2131 | Pump P-K213 Suction Pressure Gauge | 1-0102-PPID-K201 | NA | NA | NA | NA | A-0102-ADTS-K204 | Contractor - I&C | 0 | 400 | kPa | -
K | PG-K2133 | Cyclone CYC-PK213A Pressure Gauge | 1-0102-PPID-K201 | NA | NA | NA | NA | A-0102-ADTS-K204 | Contractor - I&C | 0 | 400 | kPa | -
K | PG-K2134 | Cyclone CYC-K213B Pressure Gauge | 1-0102-PPID-K201 | NA | NA | NA | NA | A-0102-ADTS-K204 | Contractor - I&C | 0 | 400 | kPa | -
K | PG-K2135 | Pump P-K213 Discharge Pressure Gauge | 1-0102-PPID-K201 | NA | NA | NA | NA | A-0102-ADTS-K204 | Contractor - I&C | 0 | 400 | kPa | -
K | PG-K2211 | Pump P-K221 Suction Pressure Gauge | 1-0102-PPID-K202 | NA | NA | NA | NA | A-0102-ADTS-K204 | Contractor - I&C | 0 | 400 | kPa | -
K | PG-K2213 | Cyclone CYC-K221A Pressure Gauge | 1-0102-PPID-K202 | NA | NA | NA | NA | A-0102-ADTS-K204 | Contractor - I&C | 0 | 400 | kPa | -
K | PG-K2214 | Cyclone CYC-K221B Pressure Gauge | 1-0102-PPID-K202 | NA | NA | NA | NA | A-0102-ADTS-K204 | Contractor - I&C | 0 | 400 | kPa | -
K | PG-K2215 | Pump P-K221 Discharge Pressure Gauge | 1-0102-PPID-K202 | NA | NA | NA | NA | A-0102-ADTS-K204 | Contractor - I&C | 0 | 400 | kPa | -
K | PG-K2221 | Pump P-K222 Suction Pressure Gauge | 1-0102-PPID-K202 | NA | NA | NA | NA | A-0102-ADTS-K204 | Contractor - I&C | 0 | 400 | kPa | -
K | PG-K2223 | Cyclone CYC-K222A Pressure Gauge | 1-0102-PPID-K202 | NA | NA | NA | NA | A-0102-ADTS-K204 | Contractor - I&C | 0 | 400 | kPa | -
K | PG-K2224 | Cyclone CYC-K222B Pressure Gauge | 1-0102-PPID-K202 | NA | NA | NA | NA | A-0102-ADTS-K204 | Contractor - I&C | 0 | 400 | kPa | -
K | PG-K2225 | Pump P-K222 Discharge Pressure Gauge | 1-0102-PPID-K202 | NA | NA | NA | NA | A-0102-ADTS-K204 | Contractor - I&C | 0 | 400 | kPa | -
K | PG-K2231 | Pump P-K223 Suction Pressure Gauge | 1-0102-PPID-K202 | NA | NA | NA | NA | A-0102-ADTS-K204 | Contractor - I&C | 0 | 400 | kPa | -
K | PG-K2233 | Cyclone CYC-K223A Pressure Gauge | 1-0102-PPID-K202 | NA | NA | NA | NA | A-0102-ADTS-K204 | Contractor - I&C | 0 | 400 | kPa | -
K | PG-K2234 | Cyclone CYC-K223B Pressure Gauge | 1-0102-PPID-K202 | NA | NA | NA | NA | A-0102-ADTS-K204 | Contractor - I&C | 0 | 400 | kPa | -
K | PG-K2235 | Pump P-K223 Discharge Pressure Gauge | 1-0102-PPID-K202 | NA | NA | NA | NA | A-0102-ADTS-K204 | Contractor - I&C | 0 | 400 | kPa | -
K | PG-K2511 | Sludge Pump P-K251 Suction Pressure Gauge | 1-0102-PPID-K203 | NA | NA | NA | NA | A-0102-ADTS-K205 | Contractor - I&C | - | - | -
K | PG-K2512 | Sludge Pump P-K251 Discharge Pressure Gauge | 1-0102-PPID-K203 | NA | NA | NA | NA | A-0102-ADTS-K205 | Contractor - I&C | - | - | -
K | PG-K2521 | Sludge Pump P-K252 Suction Pressure Gauge | 1-0102-PPID-K203 | NA | NA | NA | NA | A-0102-ADTS-K205 | Contractor - I&C | - | - | -
K | PG-K2522 | Sludge Pump P-K252 Discharge Pressure Gauge | 1-0102-PPID-K203 | NA | NA | NA | NA | A-0102-ADTS-K205 | Contractor - I&C | - | - | -
K | PG-K2531 | Sludge Pump P-K253 Suction Pressure Gauge | 1-0102-PPID-K203 | NA | NA | NA | NA | A-0102-ADTS-K205 | Contractor - I&C | - | - | -
K | PG-K2532 | Sludge Pump P-K253 Discharge Pressure Gauge | 1-0102-PPID-K203 | NA | NA | NA | NA | A-0102-ADTS-K205 | Contractor - I&C | - | - | -
K | PG-K3103 | Ballast Water Pressure Gauge | 1-0102-PPID-K301 | NA | NA | NA | NA | NA | Ballast Vendor | By Vendor | By Vendor | By Vendor | Part of packaged unit
K | PG-K6108-1 | AHU-K610 Supply Glycol Pressure Gauge | 1-0102-PPID-K601 | NA | NA | NA | NA | See Spec | Contractor - I&C | By Contractor | By Contractor | By Contractor | -
K | PG-K6108-2 | AHU-K610 Return Glycol Pressure Gauge | 1-0102-PPID-K601 | NA | NA | NA | NA | See Spec | Contractor - I&C | By Contractor | By Contractor | By Contractor | -
K | PG-K6208-1 | AHU-K620 Supply Glycol Pressure Gauge | 1-0102-PPID-K602 | NA | NA | NA | NA | See Spec | Contractor - I&C | By Contractor | By Contractor | By Contractor | -
K | PG-K6208-2 | AHU-K620 Return Glycol Pressure Gauge | 1-0102-PPID-K602 | NA | NA | NA | NA | See Spec | Contractor - I&C | By Contractor | By Contractor | By Contractor | -
K | PG-K6308-1 | AHU-K630 Supply Glycol Pressure Gauge | 1-0102-PPID-K603 | NA | NA | NA | NA | See Spec | Contractor - I&C | By Contractor | By Contractor | By Contractor | -
K | PG-K6308-2 | AHU-K630 Return Glycol Pressure Gauge | 1-0102-PPID-K603 | NA | NA | NA | NA | See Spec | Contractor - I&C | By Contractor | By Contractor | By Contractor | -
K | PG-K6408-1 | AHU-K640 Supply Glycol Pressure Gauge | 1-0102-PPID-K604 | NA | NA | NA | NA | See Spec | Contractor - I&C | By Contractor | By Contractor | By Contractor | -
K | PG-K6408-2 | AHU-K640 Return Glycol Pressure Gauge | 1-0102-PPID-K604 | NA | NA | NA | NA | See Spec | Contractor - I&C | By Contractor | By Contractor | By Contractor | -
K | PG-K6600 | Hot Water Pump P-K660 Pressure Gauge | 1-0102-PPID-K605 | NA | NA | NA | NA | See Spec | Contractor - I&C | By Contractor | By Contractor | By Contractor | -
K | PG-K6610 | Hot Water Pump P-K661 Pressure Gauge | 1-0102-PPID-K605 | NA | NA | NA | NA | See Spec | Contractor - I&C | By Contractor | By Contractor | By Contractor | -
K | PG-K6633-1 | HE-K663 Intake Hot Water Pressure Gauge | 1-0102-PPID-K606 | NA | NA | NA | NA | See Spec | Contractor - I&C | By Contractor | By Contractor | By Contractor | -
K | PG-K6633-2 | HE-K663 Return Hot Water Pressure Gauge | 1-0102-PPID-K606 | NA | NA | NA | NA | See Spec | Contractor - I&C | By Contractor | By Contractor | By Contractor | -
K | PG-K6633-3 | HE-K663 Supply Glycol Pressure Gauge | 1-0102-PPID-K606 | NA | NA | NA | NA | See Spec | Contractor - I&C | By Contractor | By Contractor | By Contractor | -
K | PG-K6633-4 | HE-K663 Return Glycol Pressure Gauge | 1-0102-PPID-K606 | NA | NA | NA | NA | See Spec | Contractor - I&C | By Contractor | By Contractor | By Contractor | -
K | PG-K6651 | Glycol Pump P-K665 Pressure Gauge | 1-0102-PPID-K606 | NA | NA | NA | NA | See Spec | Contractor - I&C | By Contractor | By Contractor | By Contractor | -
K | PG-K6661 | Glycol Pump P-K666 Pressure Gauge | 1-0102-PPID-K606 | NA | NA | NA | NA | See Spec | Contractor - I&C | By Contractor | By Contractor | By Contractor | -
K | PIT-K1604 | B-K160 Blower Pressure Transmitter | 1-0102-PPID-K108 | 1-0102-AGAD-K001 | 1-0102-AILD-K117 | NA | NA | A-0102-ADTS-K103 | Contractor - I&C | 0 | 2500 | mbar | -
K | PSL-K3103 | Ballast Water Low Pressure Switch | 1-0102-PPID-K301 | 1-0102-AGAD-K002 | 1-0102-AILD-K301 | NA | NA | NA | Ballast Vendor | NA | NA | NA | Part of packaged unit
K | PSL-K6642 | Glycol Feed Pump Pressure Switch | 1-0102-PPID-K606 | NA | NA | NA | NA | NA | Contractor - Mech. | NA | NA | NA | Part of packaged unit
K | PT-K2112 | Pump P-K211 Pressure Transmitter | 1-0102-PPID-K201 | 1-0102-AGAD-K001 | 1-0102-AILD-K201 | NA | 1-0102-ADTL-K002 | NA | HRC Vendor | 0 | 414 | kPa | -
K | PT-K2122 | Pump P-K212 Pressure Transmitter | 1-0102-PPID-K201 | 1-0102-AGAD-K001 | 1-0102-AILD-K201 | NA | 1-0102-ADTL-K002 | NA | HRC Vendor | 0 | 414 | kPa | -
K | PT-K2132 | Pump P-K213 Pressure Transmitter | 1-0102-PPID-K201 | 1-0102-AGAD-K001 | 1-0102-AILD-K201 | NA | 1-0102-ADTL-K002 | NA | HRC Vendor | 0 | 414 | kPa | -
K | PT-K2212 | Pump P-K221 Pressure Transmitter | 1-0102-PPID-K202 | 1-0102-AGAD-K001 | 1-0102-AILD-K202 | NA | 1-0102-ADTL-K002 | NA | HRC Vendor | 0 | 414 | kPa | -
K | PT-K2222 | Pump P-K222 Pressure Transmitter | 1-0102-PPID-K202 | 1-0102-AGAD-K001 | 1-0102-AILD-K202 | NA | 1-0102-ADTL-K002 | NA | HRC Vendor | 0 | 414 | kPa | -
K | PT-K2232 | Pump P-K223 Pressure Transmitter | 1-0102-PPID-K202 | 1-0102-AGAD-K001 | 1-0102-AILD-K202 | NA | 1-0102-ADTL-K002 | NA | HRC Vendor | 0 | 414 | kPa | -
K | TE-K2510 | Waste Sludge Pump P-K251 Motor Winding Temperature Sensors (1-3) | 1-0102-PPID-K203 | NA | 1-0102-EMCL-K210 | NA | NA | NA | Motor Vendor | NA | NA | NA
K | TE-K2520 | Waste Sludge Pump P-K252 Motor Winding Temperature Sensors (1-3) | 1-0102-PPID-K203 | NA | 1-0102-EMCL-K211 | NA | NA | NA | Motor Vendor | NA | NA | NA
K | TG-K6108-1 | AHU-K610 Supply Glycol Temperature Gauge | 1-0102-PPID-K601 | NA | NA | NA | NA | NA | AHU Vendor | By Vendor | By Vendor | By Vendor | Part of packaged unit
K | TG-K6108-2 | AHU-K610 Return Glycol Temperature Gauge | 1-0102-PPID-K601 | NA | NA | NA | NA | NA | AHU Vendor | By Vendor | By Vendor | By Vendor | Part of packaged unit
K | TG-K6208-1 | AHU-K620 Supply Glycol Temperature Gauge | 1-0102-PPID-K602 | NA | NA | NA | NA | NA | AHU Vendor | By Vendor | By Vendor | By Vendor | Part of packaged unit
K | TG-K6208-2 | AHU-K620 Return Glycol Temperature Gauge | 1-0102-PPID-K602 | NA | NA | NA | NA | NA | AHU Vendor | By Vendor | By Vendor | By Vendor | Part of packaged unit
K | TG-K6308-1 | AHU-K630 Supply Glycol Temperature Gauge | 1-0102-PPID-K603 | NA | NA | NA | NA | NA | AHU Vendor | By Vendor | By Vendor | By Vendor | Part of packaged unit
K | TG-K6308-2 | AHU-K630 Return Glycol Temperature Gauge | 1-0102-PPID-K603 | NA | NA | NA | NA | NA | AHU Vendor | By Vendor | By Vendor | By Vendor | Part of packaged unit
K | TG-K6408-1 | AHU-K640 Supply Glycol Temperature Gauge | 1-0102-PPID-K604 | NA | NA | NA | NA | NA | AHU Vendor | By Vendor | By Vendor | By Vendor | Part of packaged unit
K | TG-K6408-2 | AHU-K640 Return Glycol Temperature Gauge | 1-0102-PPID-K604 | NA | NA | NA | NA | NA | AHU Vendor | By Vendor | By Vendor | By Vendor | Part of packaged unit
K | TG-K6633-1 | HE-K663 Intake Hot Water Temperature Gauge | 1-0102-PPID-K606 | NA | NA | NA | NA | See Spec | Contractor - I&C | By Contractor | By Contractor | By Contractor | -
K | TG-K6633-2 | HE-K663 Return Hot Water Temperature Gauge | 1-0102-PPID-K606 | NA | NA | NA | NA | See Spec | Contractor - I&C | By Contractor | By Contractor | By Contractor | -
K | TG-K6633-3 | HE-K663 Supply Glycol Temperature Gauge | 1-0102-PPID-K606 | NA | NA | NA | NA | See Spec | Contractor - I&C | By Contractor | By Contractor | By Contractor | -
K | TG-K6633-4 | HE-K663 Return Glycol Temperature Gauge | 1-0102-PPID-K606 | NA | NA | NA | NA | See Spec | Contractor - I&C | By Contractor | By Contractor | By Contractor | -
K | TIT-K1603 | B-K610 Blower Temperature Transmitter | 1-0102-PPID-K108 | 1-0102-AGAD-K001 | 1-0102-AILD-K117 | NA | 1-0102-ADTL-A004 | A-0102-ADTS-K104 | Contractor - I&C | 0 | 100 | °C | -
K | TSL-K6104 | AHU-K610 Freeze Protection Temperature Switch | 1-0102-PPID-K601 | NA | 1-0102-AILD-K601 | NA | NA | NA | AHU Vendor | NA | NA | NA | Part of packaged unit
K | TSL-K6131 | Clarifier Room Temperature Switch | 1-0102-PPID-K607 | 1-0102-AGAD-K003 | 1-0102-EMCL-K614 | NA | NA | See Spec | Contractor - I&C | NA | NA | NA | -
K | TSL-K6204 | AHU-K620 Freeze Protection Temperature Switch | 1-0102-PPID-K602 | NA | 1-0102-AILD-K606 | NA | NA | NA | AHU Vendor | NA | NA | NA | Part of packaged unit
K | TSL-K6231 | Pump Room Temperature Switch | 1-0102-PPID-K608 | 1-0102-AGAD-K001 | 1-0102-EMCL-K614 | NA | NA | See Spec | Contractor - I&C | NA | NA | NA | -
K | TSL-K6304 | AHU-K630 Freeze Protection Temperature Switch | 1-0102-PPID-K603 | NA | 1-0102-AILD-K609 | NA | NA | NA | AHU Vendor | NA | NA | NA | Part of packaged unit
K | TSL-K6331 | Loading Area North Temperature Switch | 1-0102-PPID-K609 | 1-0102-AGAD-K002 | 1-0102-EMCL-K614 | NA | NA | See Spec | Contractor - I&C | NA | NA | NA | -
K | TSL-K6341 | Service Gallery Temperature Switch | 1-0102-PPID-K609 | 1-0102-AGAD-K001 | 1-0102-EMCL-K614 | NA | NA | See Spec | Contractor - I&C | NA | NA | NA | -
K | TSL-K6351 | Mechanical Room Temperature Switch | 1-0102-PPID-K609 | 1-0102-AGAD-K002 | 1-0102-EMCL-K614 | NA | NA | See Spec | Contractor - I&C | NA | NA | NA | -
K | TSL-K6361 | Loading Area South Temperature Switch | 1-0102-PPID-K609 | 1-0102-AGAD-K002 | 1-0102-EMCL-K614 | NA | NA | See Spec | Contractor - I&C | NA | NA | NA | -
K | TSL-K6371 | Ballast Room Temperature Switch | 1-0102-PPID-K609 | 1-0102-AGAD-K002 | 1-0102-EMCL-K614 | NA | NA | See Spec | Contractor - I&C | NA | NA | NA | -
K | TSL-K6404 | AHU-K640 Freeze Protection Temperature Switch | 1-0102-PPID-K604 | NA | 1-0102-AILD-K613 | NA | NA | NA | AHU Vendor | NA | NA | NA | Part of packaged unit
K | TT-K6104 | AHU-K610 Discharge Air Temperature Transmitter | 1-0102-PPID-K601 | NA | 1-0102-AILD-K601 | NA | NA | NA | AHU Vendor | NA | NA | NA | Part of packaged unit
K | TT-K6132 | Clarifier Room Temperature Transmitter | 1-0102-PPID-K607 | 1-0102-AGAD-K003 | 1-0102-AILD-K603 | NA | 1-0102-ADTL-A004 | A-0102-ADTS-K604 | Contractor - I&C | 0 | 50 | °C | -
K | TT-K6204 | AHU-K620 Discharge Air Temperature Transmitter | 1-0102-PPID-K602 | NA | 1-0102-AILD-K606 | NA | NA | NA | AHU Vendor | By Vendor | By Vendor | By Vendor | Part of packaged unit
K | TT-K6232 | Pump Room Temperature Transmitter | 1-0102-PPID-K608 | 1-0102-AGAD-K001 | 1-0102-AILD-K608 | NA | NA | A-0102-ADTS-K605 | Contractor - I&C | 0 | 50 | °C | -
K | TT-K6304 | AHU-K630 Discharge Air Temperature Transmitter | 1-0102-PPID-K603 | NA | 1-0102-AILD-K609 | NA | NA | NA | AHU Vendor | By Vendor | By Vendor | By Vendor | Part of packaged unit
K | TT-K6332 | Loading Area North Temperature Transmitter | 1-0102-PPID-K609 | 1-0102-AGAD-K002 | 1-0102-AILD-K611 | NA | 1-0102-ADTL-A004 | A-0102-ADTS-K605 | Contractor - I&C | 0 | 50 | °C | -
K | TT-K6342 | Service Gallery Temperature Transmitter | 1-0102-PPID-K609 | 1-0102-AGAD-K002 | 1-0102-AILD-K612 | NA | 1-0102-ADTL-A004 | A-0102-ADTS-K605 | Contractor - I&C | 0 | 50 | °C | -
K | TT-K6352 | Mechanical Room Temperature Transmitter | 1-0102-PPID-K609 | 1-0102-AGAD-K002 | 1-0102-AILD-K612 | NA | 1-0102-ADTL-A004 | A-0102-ADTS-K605 | Contractor - I&C | 0 | 50 | °C | -
K | TT-K6362 | Loading Area South Temperature Transmitter | 1-0102-PPID-K609 | 1-0102-AGAD-K002 | 1-0102-AILD-K612 | NA | 1-0102-ADTL-A004 | A-0102-ADTS-K605 | Contractor - I&C | 0 | 50 | °C | -
K | TT-K6372 | Ballast Room Temperature Transmitter | 1-0102-PPID-K609 | 1-0102-AGAD-K002 | 1-0102-AILD-K612 | NA | 1-0102-ADTL-A004 | A-0102-ADTS-K605 | Contractor - I&C | 0 | 50 | °C | -
K | TT-K6404 | AHU-K640 Discharge Air Temperature Transmitter | 1-0102-PPID-K604 | NA | 1-0102-AILD-K613 | NA | NA | NA | AHU Vendor | By Vendor | By Vendor | By Vendor | Part of packaged unit
K | TT-K6407 | Electrical Room Temperature Transmitter | 1-0102-PPID-K604 | 1-0102-EGAD-K001 | 1-0102-AILD-K614 | NA | 1-0102-ADTL-A004 | See Spec | Contractor - I&C | 4 | 32 | °C | -
K | TT-K6622 | P-K660 & P-K661 Hot Water Temperature Transmitter | 1-0102-PPID-K605 | 1-0102-AGAD-K002 | 1-0102-AILD-K615 | NA | 1-0102-ADTL-A004 | A-0102-ADTS-K606 | Contractor - I&C | 0 | 120 | °C | -
K | TT-K6623 | Return Hot Water Temperature Transmitter | 1-0102-PPID-K605 | 1-0102-AGAD-K002 | 1-0102-AILD-K615 | NA | 1-0102-ADTL-A004 | A-0102-ADTS-K606 | Contractor - I&C | 0 | 120 | °C | -
K | TT-K6624 | Atmosphere Air Temperature Transmitter | 1-0102-PPID-K605 | 1-0102-AGAD-K002 | 1-0102-AILD-K618 | NA | 1-0102-ADTL-A004 | A-0102-ADTS-K605 | Contractor - I&C | -50 | 50 | °C | -
K | TT-K6631 | HE-K663 Hot Water Temperature Transmitter | 1-0102-PPID-K606 | 1-0102-AGAD-K002 | 1-0102-AILD-K617 | NA | 1-0102-ADTL-A004 | A-0102-ADTS-K607 | Contractor - I&C | 0 | 120 | °C | -
K | TT-K6632 | HE-K663 Return Hot Water Temperature Transmitter | 1-0102-PPID-K606 | 1-0102-AGAD-K002 | 1-0102-AILD-K617 | NA | 1-0102-ADTL-A004 | A-0102-ADTS-K607 | Contractor - I&C | 0 | 120 | °C | -
K | TV-K6104 | AHU-K610 Glycol Transmitter Valve | 1-0102-PPID-K601 | 1-0102-AGAD-K002 | 1-0102-AILD-K603 | NA | NA | See Spec - Mech | Contractor - Mech. | 0 | 100 | % | -
K | TV-K6204 | AHU-K620 Glycol Transmitter Valve | 1-0102-PPID-K602 | 1-0102-AGAD-K002 | 1-0102-AILD-K608 | NA | NA | See Spec - Mech | Contractor - Mech. | 0 | 100 | %
K | TV-K6304 | AHU-K630 Glycol Transmitter Valve | 1-0102-PPID-K603 | 1-0102-AGAD-K002 | 1-0102-AILD-K611 | NA | NA | See Spec - Mech | Contractor - Mech. | 0 | 100 | %
K | TV-K6404 | AHU-K640 Glycol Transmitter Valve | 1-0102-PPID-K604 | 1-0102-AGAD-K002 | 1-0102-AILD-K614 | NA | NA | See Spec - Mech | Contractor - Mech. | 0 | 100 | %
K | TV-K6631 | Heat Exchange HE-K663 Temperature Valve | 1-0102-PPID-K606 | 1-0102-AGAD-K002 | 1-0102-AILD-K617 | NA | NA | NA | Contractor - Mech. | 0 | 100 | %
K | XK-K1145 | Clarifier Tank TK-K114 Drainage Valve Remote Control Station | 1-0102-PPID-K103 | 1-0102-AGAD-K001 | 1-0102-ACBD-K056 | NA | NA | See Spec - Mech | Contractor - Mech. | NA | NA | NA
K | XK-K1245 | Clarifier Tank TK-K124 Drainage Valve Remote Control Station | 1-0102-PPID-K105 | 1-0102-AGAD-K001 | 1-0102-ACBD-K056 | NA | NA | See Spec - Mech | Contractor - Mech. | NA | NA | NA
K | XS-K9641 | Service Gallery Motion Detector | 1-0102-PPID-K901 | 1-0102-AGAD-K001 | 1-0102-AILD-K905 | NA | NA | NA | Contractor - I&C | NA | NA | NA
K | XV-K1103 | Influent Channek 1 Sodium Hypochlorite Supply Valve | 1-0102-PPID-K102 | 1-0102-AGAD-K003 | 1-0102-AILD-K122 | NA | NA | See Spec - Mech | Contractor - Mech. | NA | NA | NA
K | XV-K1121 | Sand Slurry To HRC Injuction Zone Tank TK-K112 Valve | 1-0102-PPID-K301 | 1-0102-AGAD-K002 | NA | 1-0102-AIFS-K001 | NA | NA | HRC Vendor | NA | NA | NA
K | XV-K1123 | Polymer Valve For Tank TK-K112 | 1-0102-PPID-K107 | 1-0102-AGAD-K003 | 1-0102-AILD-K106 | NA | NA | See Spec - Mech | Contractor - Mech. | NA | NA | NA
K | XV-K1124 | Polymer Valve For Tank TK-K211 | 1-0102-PPID-K107 | 1-0102-AGAD-K003 | 1-0102-AILD-K107 | NA | NA | See Spec - Mech | Contractor - Mech. | NA | NA | NA
K | XV-K1125 | Polymer Valve For Tank TK-K212 | 1-0102-PPID-K107 | 1-0102-AGAD-K003 | 1-0102-AILD-K108 | NA | NA | See Spec - Mech | Contractor - Mech. | NA | NA | NA
K | XV-K1134 | Tank TK-K113 Sodium Hypochlorite Supply Valve | 1-0102-PPID-K103 | 1-0102-AGAD-K003 | 1-0102-AILD-K123 | NA | NA | See Spec - Mech | Contractor - Mech. | NA | NA | NA
K | XV-K1141 | Air Scour Solenoid Valve | 1-0102-PPID-K108 | 1-0102-AGAD-K002 | 1-0102-AILD-K114 | NA | NA | NA | HRC Vendor | NA | NA | NA
K | XV-K1142 | Air Scour Solenoid Valve | 1-0102-PPID-K108 | 1-0102-AGAD-K002 | 1-0102-AILD-K114 | NA | NA | NA | HRC Vendor | NA | NA | NA
K | XV-K1143 | Air Scour Solenoid Valve | 1-0102-PPID-K108 | 1-0102-AGAD-K002 | 1-0102-AILD-K114 | NA | NA | NA | HRC Vendor | NA | NA | NA
K | XV-K1145 | Clarifier Tank TK-K114 Drainage Valve | 1-0102-PPID-K103 | 1-0102-AGAD-K001 | NA | 1-0102-AIFS-K001 | NA | See Spec - Mech | Contractor - Mech. | NA | NA | NA
K | XV-K1155 | Effluent Channek 1 Sample Line Valve | 1-0102-PPID-K106 | 1-0102-AGAD-K001 | 1-0102-AILD-K126 | NA | NA | See Spec - Mech | Contractor - Mech. | NA | NA | NA
K | XV-K1156 | Effluent Channel 1 Flushing Water Solenoid Valve | 1-0102-PPID-K106 | 1-0102-AGAD-K001 | 1-0102-AILD-K128 | NA | NA | See Spec - Mech | Contractor - Mech. | NA | NA | NA
K | XV-K1203 | Influent Channel 2 Sodium Hypochlorite Supply Valve | 1-0102-PPID-K104 | 1-0102-AGAD-K003 | 1-0102-AILD-K124 | NA | NA | See Spec - Mech | Contractor - Mech. | NA | NA | NA
K | XV-K1221 | Sand Slurry To HRC Injection Zone Tank TK-K122 Valve | 1-0102-PPID-K301 | 1-0102-AGAD-K002 | NA | 1-0102-AIFS-K002 | NA | NA | HRC Vendor | NA | NA | NA
K | XV-K1223 | Polymer Valve For Tank TK-K122 | 1-0102-PPID-K107 | 1-0102-AGAD-K003 | 1-0102-AILD-K110 | NA | NA | See Spec - Mech | Contractor - Mech. | NA | NA | NA
K | XV-K1224 | Polymer Valve For Tank TK-K221 | 1-0102-PPID-K107 | 1-0102-AGAD-K003 | 1-0102-AILD-K111 | NA | NA | See Spec - Mech | Contractor - Mech. | NA | NA | NA
K | XV-K1225 | Polymer Valve For Tank TK-K222 | 1-0102-PPID-K107 | 1-0102-AGAD-K003 | 1-0102-AILD-K112 | NA | NA | See Spec - Mech | Contractor - Mech. | NA | NA | NA
K | XV-K1234 | Tank TK-K123 Sodium Hypochlorite Supply Valve | 1-0102-PPID-K105 | 1-0102-AGAD-K003 | 1-0102-AILD-K125 | NA | NA | See Spec - Mech | Contractor - Mech. | NA | NA | NA
K | XV-K1241 | Air Scour Solenoid Valve | 1-0102-PPID-K108 | 1-0102-AGAD-K002 | 1-0102-AILD-K115 | NA | NA | NA | HRC Vendor | NA | NA | NA
K | XV-K1242 | Air Scour Solenoid Valve | 1-0102-PPID-K108 | 1-0102-AGAD-K002 | 1-0102-AILD-K115 | NA | NA | NA | HRC Vendor | NA | NA | NA
K | XV-K1243 | Air Scour Solenoid Valve | 1-0102-PPID-K108 | 1-0102-AGAD-K002 | 1-0102-AILD-K115 | NA | NA | NA | HRC Vendor | NA | NA | NA
K | XV-K1245 | Clarifier Tank TK-K124 Drainage Valve | 1-0102-PPID-K105 | 1-0102-AGAD-K001 | NA | 1-0102-AIFS-K002 | NA | See Spec - Mech | Contractor - Mech. | NA | NA | NA
K | XV-K1255 | Effluent Channek 2 Sample Line Valve | 1-0102-PPID-K106 | 1-0102-AGAD-K001 | 1-0102-AILD-K127 | NA | NA | See Spec - Mech | Contractor - Mech. | NA | NA | NA
K | XV-K1256 | Effluent Channel 2 Flushing Water Solenoid Valve | 1-0102-PPID-K106 | 1-0102-AGAD-K001 | 1-0102-AILD-K128 | NA | NA | See Spec - Mech | Contractor - Mech. | NA | NA | NA
K | XV-K1512 | Effluent Sprayer Valve | 1-0102-PPID-K106 | 1-0102-AGAD-K002 | 1-0102-AILD-K105 | NA | NA | See Spec - Mech | Contractor - Mech. | NA | NA | NA
K | XV-K1513 | HRC Effluent Channel To Primary Effluent Channel Damper | 1-0102-PPID-K106 | 1-0102-AGAD-K002 | NA | 1-0102-AIFS-K001 | NA | See Spec - Mech | Contractor - Mech. | NA | NA | NA
K | XV-K2543 | Waste Sludge To Primary Clarifiers 1, 2, and 3 Control Valve | 1-0102-PPID-K203 | 1-0102-AGAD-K001 | NA | 1-0102-AIFS-K002 | NA | See Spec - Mech | Contractor - Mech. | NA | NA | NA
K | XV-K2544 | Waste Sludge To Fermenters Cell 4 Control Valve | 1-0102-PPID-K203 | 1-0102-AGAD-K001 | NA | 1-0102-AIFS-K002 | NA | See Spec - Mech | Contractor - Mech. | NA | NA | NA
K | XV-K3105 | Ballast Additional System Solenoid Valve | 1-0102-PPID-K301 | 1-0102-AGAD-K002 | 1-0102-AILD-K302 | NA | NA | NA | Ballast Vendor | NA | NA | NA | Part of packaged unit
K | XV-K3106 | Ballast Additional System Solenoid Valve | 1-0102-PPID-K301 | 1-0102-AGAD-K002 | 1-0102-AILD-K302 | NA | NA | NA | Ballast Vendor | NA | NA | NA | Part of packaged unit
K | XV-K6101 | AHU-K610 Intake Air Damper | 1-0102-PPID-K601 | NA | 1-0102-AILD-K601 | NA | NA | NA | AHU Vendor | NA | NA | NA | Part of packaged unit
K | XV-K6102 | AHU-K610 Supply Air Damper | 1-0102-PPID-K601 | NA | 1-0102-AILD-K601 | NA | NA | NA | AHU Vendor | NA | NA | NA | Part of packaged unit
K | XV-K6111 | Waste Sludge Sump Exhaust Fan EF-K611 Supply Air Damper | 1-0102-PPID-K607 | 1-0102-AGAD-K004 | 1-0102-EMCL-K601 | NA | NA | See Spec - Mech | Contractor - Mech. | NA | NA | NA
K | XV-K6113 | Waste Sludge Sump Exhaust Fan EF-K611 Discharge Air Damper | 1-0102-PPID-K607 | 1-0102-AGAD-K004 | 1-0102-EMCL-K601 | NA | NA | See Spec - Mech | Contractor - Mech. | NA | NA | NA
K | XV-K6121 | Waste Sludge Sump Exhaust Fan EF-K612 Supply Air Damper | 1-0102-PPID-K607 | 1-0102-AGAD-K004 | 1-0102-EMCL-K602 | NA | NA | See Spec - Mech | Contractor - Mech. | NA | NA | NA
K | XV-K6123 | Waste Sludge Sump Exhaust Fan EF-K612 Discharge Air Damper | 1-0102-PPID-K607 | 1-0102-AGAD-K004 | 1-0102-EMCL-K602 | NA | NA | See Spec - Mech | Contractor - Mech. | NA | NA | NA
K | XV-K6141 | Waste Sludge Sump Supply Air Damper | 1-0102-PPID-K607 | 1-0102-AGAD-K002 | 1-0102-AILD-K604 | NA | NA | See Spec - Mech | Contractor - Mech. | NA | NA | NA
K | XV-K6142 | Waste Sludge Sump Discharge Air Damper | 1-0102-PPID-K607 | 1-0102-AGAD-K001 | 1-0102-AILD-K605 | NA | NA | See Spec - Mech | Contractor - Mech. | NA | NA | NA
K | XV-K6201 | AHU-K620 Intake Air Damper | 1-0102-PPID-K602 | NA | 1-0102-AILD-K606 | NA | NA | NA | AHU Vendor | NA | NA | NA | Part of packaged unit
K | XV-K6211 | Pump Room Exhaust Fan EF-K621 Air Damper | 1-0102-PPID-K608 | 1-0102-AGAD-K004 | 1-0102-EMCL-K603 | NA | NA | See Spec - Mech | Contractor - Mech. | NA | NA | NA
K | XV-K6221 | Pump Room Exhaust Fan EF-K622 Air Damper | 1-0102-PPID-K608 | 1-0102-AGAD-K004 | 1-0102-EMCL-K604 | NA | NA | See Spec - Mech | Contractor - Mech. | NA | NA | NA
K | XV-K6301 | AHU-K630 Intake Air Damper | 1-0102-PPID-K603 | NA | 1-0102-AILD-K609 | NA | NA | NA | AHU Vendor | NA | NA | NA | Part of packaged unit
K | XV-K6311 | General Purpose Rooms Exhaust Fan EF-K631 Damper | 1-0102-PPID-K609 | 1-0102-AGAD-K004 | 1-0102-EMCL-K605 | NA | NA | See Spec - Mech | Contractor - Mech. | NA | NA | NA
K | XV-K6401 | AHU-K640 Intake Air Damper | 1-0102-PPID-K604 | NA | 1-0102-AILD-K613 | NA | NA | NA | AHU Vendor | NA | NA | NA | Part of packaged unit
K | XY-K1131 | Maturation Tank TK-K113 Drain Mud Valve | 1-0102-PPID-K103 | 1-0102-AGAD-K003 | NA | 1-0102-AIFS-K001 | NA | See Spec - Mech | Contractor - Mech. | NA | NA | NA
K | XY-K1231 | Maturation Tank TK-K123 Drain Mud Valve | 1-0102-PPID-K105 | 1-0102-AGAD-K003 | NA | 1-0102-AIFS-K002 | NA | See Spec - Mech | Contractor - Mech. | NA | NA | NA
K | YL-K6108-1 | Clarifier Room Entry Station West Door "Ventilation Normal Light" | 1-0102-PPID-K901 | 1-0102-AGAD-K002 | 1-0102-AILD-K619 | NA | NA | NA | Contractor - I&C | NA | NA | NA | -
K | YL-K6108-2 | Clarifier Room Entry Station East Door "Do Not Enter Light" | 1-0102-PPID-K901 | 1-0102-AGAD-K003 | 1-0102-AILD-K619 | NA | NA | NA | Contractor - I&C | NA | NA | NA | -
K | YL-K6109-1 | Clarifier Room Entry Station West Door "Ventilation Normal Light" | 1-0102-PPID-K901 | 1-0102-AGAD-K002 | 1-0102-AILD-K619 | NA | NA | NA | Contractor - I&C | NA | NA | NA | -
K | YL-K6109-2 | Clarifier Room Entry Station East Door "Do Not Enter Light" | 1-0102-PPID-K901 | 1-0102-AGAD-K003 | 1-0102-AILD-K619 | NA | NA | NA | Contractor - I&C | NA | NA | NA | -
K | ZSC-K9601 | Stairwell West Door Switch | 1-0102-PPID-K901 | 1-0102-AGAD-K002 | 1-0102-AILD-K901 | NA | 1-0102-ADTL-A006 | NA | Contractor - I&C | NA | NA | NA | -
K | ZSC-K9602 | Stairwell North Door Switch | 1-0102-PPID-K901 | 1-0102-AGAD-K002 | 1-0102-AILD-K901 | NA | 1-0102-ADTL-A006 | NA | Contractor - I&C | NA | NA | NA | -
K | ZSC-K9603 | Stairwell Rooftop Door Switch | 1-0102-PPID-K901 | 1-0102-AGAD-K004 | 1-0102-AILD-K901 | NA | 1-0102-ADTL-A006 | NA | Contractor - I&C | NA | NA | NA | -
K | ZSC-K9611 | Clarifier Room East Door Switch | 1-0102-PPID-K901 | 1-0102-AGAD-K003 | 1-0102-AILD-K901 | NA | 1-0102-ADTL-A006 | NA | Contractor - I&C | NA | NA | NA | -
K | ZSC-K9621 | Overhead Door Switch | 1-0102-PPID-K901 | 1-0102-AGAD-K002 | 1-0102-AILD-K902 | NA | 1-0102-ADTL-A006 | NA | Contractor - I&C | NA | NA | NA | -
K | ZSC-K9631 | Electrical Room Door Switch | 1-0102-PPID-K901 | 1-0102-AGAD-K002 | 1-0102-AILD-K902 | NA | 1-0102-ADTL-A006 | NA | Contractor - I&C | NA | NA | NA | -
M | MIT-M6874 | Men's Locker Room Humidity Transmitter | 1-0102-PPID-M609 | 1-0102-AGAD-M003 | 1-0102-AILD-M603 | NA | NA | See Spec. | Contractor - I&C | 0 | 100 | % relative h. | -
M | PS-M6871 | Locker Room Exhaust Fan EF-M687 Pressure Switch | 1-0102-PPID-M609 | 1-0102-AGAD-M003 | 1-0102-EMCL-M620 | NA | NA | NA | Existing Instrument | - | - | - | I&C Contractor to rewire existing instrument
M | TT-M6411 | Control Room Temperature Transmitter | 1-0102-PPID-M608 | 1-0102-EGAD-M001 | 1-0102-AILD-M606 | NA | NA | See Spec. | Contractor - I&C | 0 | 50 | Deg C | -
P | DE-P1091 | Primary Clarifier Sludge Density Sensor | 1-0102-PPID-P205 | SEP-287 | 1-0102-AILD-P113 | NA | NA | A-0102-ADTS-P102 | Contractor - I&C | NA | NA | NA
P | DIT-P1091 | Primary Clarifier Sludge Density Transmitter | 1-0102-PPID-P205 | SEP-287 | 1-0102-AILD-P113 | NA | NA | A-0102-ADTS-P102 | Contractor - I&C | 1 | 1.1 | Kg/L
P | FE-P1081 | Primary Clarifier Sludge Flow Sensor | 1-0102-PPID-P205 | SEP-287 | 1-0102-AILD-P112 | NA | 1-0102-ADTL-A003 | A-0102-ADTS-P101 | Contractor - I&C | NA | NA | NA
P | FIT-P1081 | Primary Clarifier Sludge FLow Transmitter | 1-0102-PPID-P205 | SEP-287 | 1-0102-AILD-P112 | NA | 1-0102-ADTL-A003 | A-0102-ADTS-P101 | Contractor - I&C | 0 | 120 | m3/hr
P | FT-P6405 | Primary Clarifier Electrical Room B AHU-P640 Flow Transmitter | 1-0102-PPID-P613 | NA | 1-0102-AILD-P640 | NA | NA | NA | AHU Vendor | By Vendor | By Vendor | By Vendor | Part of Packaged unit
P | PDT-P6402 | Primary Clarifier Electrical Room B AHU-P640 Pre Filter Differential Pressure Transmitter | 1-0102-PPID-P613 | NA | 1-0102-AILD-P640 | NA | NA | NA | AHU Vendor | By Vendor | By Vendor | By Vendor | Part of Packaged unit
P | PDT-P6403 | Primary Clarifier Electrical Room B AHU-P640 Post Filter Differential Pressure Transmitter | 1-0102-PPID-P613 | NA | 1-0102-AILD-P640 | NA | NA | NA | AHU Vendor | By Vendor | By Vendor | By Vendor | Part of Packaged unit
P | PDT-P6404 | Primary Clarifier Electrical Room B AHU-P640 Final Filter Differential Pressure Transmitter | 1-0102-PPID-P613 | NA | 1-0102-AILD-P640 | NA | NA | NA | AHU Vendor | By Vendor | By Vendor | By Vendor | Part of Packaged unit
P | PG-P1051 | Primary Clarifier 1 Sludge Pump P-P105 Seal Water Low Pressure Switch | 1-0102-PPID-P201 | NA | NA | NA | NA | A-0102-ADTS-P103 | Contractor - I&C | 0 | 600 | kPa
P | PG-P1061 | Primary Clarifier 2 Sludge Pump P-P106 Seal Water Low Pressure Switch | 1-0102-PPID-P202 | NA | NA | NA | NA | A-0102-ADTS-P103 | Contractor - I&C | 0 | 600 | kPa
P | PG-P1111 | Primary Clarifier 3 Sludge Pump P-P111 Seal Water Low Pressure Switch | 1-0102-PPID-P204 | NA | NA | NA | NA | A-0102-ADTS-P103 | Contractor - I&C | 0 | 600 | kPa
P | PG-P1161 | Primary Clarifier 3 Sludge Pump P-P116 Seal Water Low Pressure Switch | 1-0102-PPID-P204 | NA | NA | NA | NA | A-0102-ADTS-P103 | Contractor - I&C | 0 | 600 | kPa
P | PSL-P1051 | Primary Clarifier 1 Sludge Pump P-P105 Seal Water Low Pressure Switch | 1-0102-PPID-P201 | SEP-285 | 1-0102-EMCL-P105 | NA | NA | NA | Existing Instrument | NA | NA | NA | I&C Contractor to rewire existing instrument
P | PSL-P1061 | Primary Clarifier 2 Sludge Pump P-P106 Seal Water Low Pressure Switch | 1-0102-PPID-P202 | SEP-285 | 1-0102-EMCL-P106 | NA | NA | NA | Existing Instrument | NA | NA | NA | I&C Contractor to rewire existing instrument
P | PSL-P1111 | Primary Clarifier 3 Sludge Pump P-P111 Seal Water Low Pressure Switch | 1-0102-PPID-P204 | SEP-287 | 1-0102-EMCL-P111 | NA | NA | NA | Existing Instrument | NA | NA | NA | I&C Contractor to rewire existing instrument
P | PSL-P1161 | Primary Clarifier 3 Sludge Pump P-P116 Seal Water Low Pressure Switch | 1-0102-PPID-P204 | SEP-287 | 1-0102-EMCL-P116 | NA | NA | NA | Existing Instrument | NA | NA | NA | I&C Contractor to rewire existing instrument
P | TSL-P6141 | Primary Clarifier Storage Room Temperature Switch | 1-0102-PPID-P613 | 1-0102-EGAD-P002 | 1-0102-EMCL-P614 | NA | NA | See Spec | Contractor - I&C | NA | NA | NA | -
P | TT-P6142 | Primary Clarifier Storage Room Temperature Transmitter | 1-0102-PPID-P613 | 1-0102-EGAD-P002 | 1-0102-AILD-P642 | NA | 1-0102-ADTL-A004 | See Spec. | Contractor - I&C | 0 | 50 | ° C | -
P | TT-P6406 | Primary Clarifier Electrical Room B Temperature Transmitter | 1-0102-PPID-P613 | 1-0102-EGAD-P002 | 1-0102-AILD-P642 | NA | 1-0102-ADTL-A004 | See Spec. | Contractor - I&C | 0 | 50 | ° C | -
P | XV-P6401 | Electrical Room B Intake Damper | 1-0102-PPID-P613 | 1-0102-EGAD-P002 | 1-0102-AILD-P643 | NA | NA | See Spec | Contractor - Mech. | By Contractor | By Contractor | By Contractor | -
P | YV-P1051 | Primary Clarifier 1 Sludge Pump P-P105 Seal Water Solenoid Valve | 1-0102-PPID-P201 | SEP-285 | 1-0102-EMCL-P105 | NA | NA | NA | Existing Instrument | NA | NA | NA | I&C Contractor to rewire existing instrument
P | YV-P1061 | Primary Clarifier 2 Sludge Pump P-P106 Seal Water Solenoid Valve | 1-0102-PPID-P202 | SEP-285 | 1-0102-EMCL-P106 | NA | NA | NA | Existing Instrument | NA | NA | NA | I&C Contractor to rewire existing instrument
P | YV-P1111 | Primary Clarifier 3 Sludge Pump P-P111 Seal Water Solenoid Valve | 1-0102-PPID-P204 | SEP-287 | 1-0102-EMCL-P111 | NA | NA | NA | Existing Instrument | NA | NA | NA | I&C Contractor to rewire existing instrument
P | YV-P1161 | Primary Clarifier 3 Sludge Pump P-P116 Seal Water Solenoid Valve | 1-0102-PPID-P204 | SEP-287 | 1-0102-EMCL-P116 | NA | NA | NA | Existing Instrument | NA | NA | NA | I&C Contractor to rewire existing instrument
P | ZSC-P1092 | Primary Sludge to Sludge Holding Tanks Valve Closed Limit Switch | 1-0102-PPID-P205 | SEP-472 | 1-0102-AILD-P114 | NA | NA | NA | Contractor - Mech. | NA | NA | NA | -
R | AE-R1022 | Bioreactor 1 TK-R102 Anaerobic Zone ORP Sensor | 1-0102-PPID-R101 | 1-0102-AGAD-R007 | 1-0102-AILD-R101 | NA | 1-0102-ADTL-R001-002 | See Spec | Contractor - I&C | - 400 | + 200 | mV
R | AE-R1032 | Bioreactor 1 TK-R103 Anoxic IFAS Zone NO3/NH3 Sensor | 1-0102-PPID-R102 | 1-0102-AGAD-R007 | 1-0102-AILD-R101 | NA | 1-0102-ADTL-R001-002 | See Spec | Contractor - I&C | 0 | 20 | mg/L | NO3 ev listed. NH3 EU: 0-10 mg/L
R | AE-R1041-1 | Bioreactor 1 TK-R104 Aerobic IFAS Zone DO Sensor 1 | 1-0102-PPID-R102 | 1-0102-AGAD-R007 | 1-0102-AILD-R101 | NA | 1-0102-ADTL-R001-001 | See Spec | Contractor - I&C | 0 | 15 | mg/L
R | AE-R1041-2 | Bioreactor 1 TK-R104 Aerobic IFAS Zone DO Sensor 2 | 1-0102-PPID-R102 | 1-0102-AGAD-R007 | 1-0102-AILD-R102 | NA | 1-0102-ADTL-R001-001 | See Spec | Contractor - I&C | 0 | 15 | mg/L
R | AE-R1042-1 | Bioreactor 1 TK-R104 Aerobic IFAS Zone pH Sensor 1 | 1-0102-PPID-R102 | 1-0102-AGAD-R007 | 1-0102-AILD-R101 | NA | 1-0102-ADTL-R001-001 | See Spec | Contractor - I&C | 0 | 14 | NA
R | AE-R1042-2 | Bioreactor 1 TK-R104 Aerobic IFAS Zone pH Sensor 2 | 1-0102-PPID-R102 | 1-0102-AGAD-R007 | 1-0102-AILD-R102 | NA | 1-0102-ADTL-R001-001 | See Spec | Contractor - I&C | 0 | 14 | NA
R | AE-R1043 | Bioreactor 1 Aerobic IFAS Zone NH3 Sensor | 1-0102-PPID-R102 | 1-0102-AGAD-R006 | 1-0102-AILD-R108 | NA | NA | See Spec | Contractor - I&C | 0 | 10 | mg/L
R | AE-R1044-1 | Bioreactor 1 TK-R104 Aerobic IFAS Zone SS Sensor 1 | 1-0102-PPID-R102 | 1-0102-AGAD-R007 | 1-0102-AILD-R101 | NA | 1-0102-ADTL-R001-001 | See Spec | Contractor - I&C | 0 | 10000 | mg/L
R | AE-R1044-2 | Bioreactor 1 TK-R104 Aerobic IFAS Zone SS Sensor2 | 1-0102-PPID-R102 | 1-0102-AGAD-R007 | 1-0102-AILD-R102 | NA | 1-0102-ADTL-R001-001 | See Spec | Contractor - I&C | 0 | 10000 | mg/L
R | AE-R1051 | Bioreactor 1 TK-R105 Post Aerobic Zone DO Sensor | 1-0102-PPID-R102 | 1-0102-AGAD-R007 | 1-0102-AILD-R102 | NA | 1-0102-ADTL-R001-001 | See Spec | Contractor - I&C | 0 | 15 | mg/L
R | AE-R1052 | Bioreactor 1 TK-R105 Post Aerobic Zone DO Sensor | 1-0102-PPID-R102 | 1-0102-AGAD-R007 | 1-0102-AILD-R102 | NA | 1-0102-ADTL-R001-001 | See Spec | Contractor - I&C | 0 | 15 | mg/L
R | AE-R1122 | Bioreactor 2 TK-R112 Anaerobic Zone ORP Sensor | 1-0102-PPID-R103 | 1-0102-AGAD-R008 | 1-0102-AILD-R111 | NA | 1-0102-ADTL-R001-002 | See Spec | Contractor - I&C | - 400 | + 200 | mV
R | AE-R1132 | Bioreactor 2 TK-R113 Anoxic Zone NO3/NH3 Sensor | 1-0102-PPID-R104 | 1-0102-AGAD-R008 | 1-0102-AILD-R111 | NA | 1-0102-ADTL-R001-002 | See Spec | Contractor - I&C | 0 | 20 | mg/L | NO3 EU listed. NH3 EU: 0-10 mg/L
R | AE-R1141-1 | Bioreactor 2 TK-R114 Aerobic IFAS Zone DO Sensor 1 | 1-0102-PPID-R104 | 1-0102-AGAD-R008 | 1-0102-AILD-R111 | NA | 1-0102-ADTL-R001-001 | See Spec | Contractor - I&C | 0 | 15 | mg/L
R | AE-R1141-2 | Bioreactor 2 TK-R114 Aerobic IFAS Zone DO Sensor 2 | 1-0102-PPID-R104 | 1-0102-AGAD-R008 | 1-0102-AILD-R112 | NA | 1-0102-ADTL-R001-001 | See Spec | Contractor - I&C | 0 | 15 | mg/L
R | AE-R1142-1 | Bioreactor 2 TK-R114 Aerobic IFAS Zone pH Sensor 1 | 1-0102-PPID-R104 | 1-0102-AGAD-R008 | 1-0102-AILD-R111 | NA | 1-0102-ADTL-R001-001 | See Spec | Contractor - I&C | 0 | 14 | NA
R | AE-R1142-2 | Bioreactor 2 Aerobic IFAS Zone pH Sensor 2 | 1-0102-PPID-R104 | 1-0102-AGAD-R008 | 1-0102-AILD-R112 | NA | 1-0102-ADTL-R001-001 | See Spec | Contractor - I&C | 0 | 14 | NA
R | AE-R1143 | Bioreactor 2 TK-R114 Aerobic IFAS Zone NH3 Sensor | 1-0102-PPID-R104 | 1-0102-AGAD-R006 | 1-0102-AILD-R118 | NA | NA | See Spec | Contractor - I&C | 0 | 10 | mg/L
R | AE-R1144-1 | Bioreactor 2 TK-R114 Aerobic IFAS Zone SS Sensor 1 | 1-0102-PPID-R104 | 1-0102-AGAD-R008 | 1-0102-AILD-R111 | NA | 1-0102-ADTL-R001-001 | See Spec | Contractor - I&C | 0 | 10000 | mg/L
R | AE-R1144-2 | Bioreactor 2 TK-R114 Aerobic IFAS Zone SS Sensor 2 | 1-0102-PPID-R104 | 1-0102-AGAD-R008 | 1-0102-AILD-R112 | NA | 1-0102-ADTL-R001-001 | See Spec | Contractor - I&C | 0 | 10000 | mg/L
R | AE-R1151 | Bioreactor 2 TK-R115 Post Aerobic Zone DO Sensor | 1-0102-PPID-R104 | 1-0102-AGAD-R008 | 1-0102-AILD-R112 | NA | 1-0102-ADTL-R001-001 | See Spec | Contractor - I&C | 0 | 15 | mg/L
R | AE-R1152 | Bioreactor 2 TK-R115 Post Aerobic Zone DO Sensor | 1-0102-PPID-R104 | 1-0102-AGAD-R008 | 1-0102-AILD-R112 | NA | 1-0102-ADTL-R001-001 | See Spec | Contractor - I&C | 0 | 15 | mg/L
R | AE-R1222 | Bioreactor 3 TK-R122 Anaerobic Zone ORP Sensor | 1-0102-PPID-R105 | 1-0102-AGAD-R009 | 1-0102-AILD-R121 | NA | 1-0102-ADTL-R001-002 | See Spec | Contractor - I&C | - 400 | + 200 | mV
R | AE-R1232 | Bioreactor 3 TK-R123 Anoxic Zone NO3/NH3 Sensor | 1-0102-PPID-R106 | 1-0102-AGAD-R009 | 1-0102-AILD-R121 | NA | 1-0102-ADTL-R001-002 | See Spec | Contractor - I&C | 0 | 20 | mg/L | NO3 EU listed. NH3 EU: 0-10 mg/L
R | AE-R1241-1 | Bioreactor 3 TK-R124 Aerobic IFAS Zone DO Sensor 1 | 1-0102-PPID-R106 | 1-0102-AGAD-R009 | 1-0102-AILD-R121 | NA | 1-0102-ADTL-R001-001 | See Spec | Contractor - I&C | 0 | 15 | mg/L
R | AE-R1241-2 | Bioreactor 3 TK-R124 Aerobic IFAS Zone DO Sensor 2 | 1-0102-PPID-R106 | 1-0102-AGAD-R009 | 1-0102-AILD-R122 | NA | 1-0102-ADTL-R001-001 | See Spec | Contractor - I&C | 0 | 15 | mg/L
R | AE-R1242-1 | Bioreactor 3 TK-R124 Aerobic IFAS Zone pH Sensor 1 | 1-0102-PPID-R106 | 1-0102-AGAD-R009 | 1-0102-AILD-R121 | NA | 1-0102-ADTL-R001-001 | See Spec | Contractor - I&C | 0 | 14 | NA
R | AE-R1242-2 | Bioreactor 3 TK-R124 Aerobic IFAS Zone pH Sensor 2 | 1-0102-PPID-R106 | 1-0102-AGAD-R009 | 1-0102-AILD-R122 | NA | 1-0102-ADTL-R001-001 | See Spec | Contractor - I&C | 0 | 14 | NA
R | AE-R1243 | Bioreactor 3 Aerobic IFAS Zone NH3 Sensor | 1-0102-PPID-R106 | 1-0102-AGAD-R006 | 1-0102-AILD-R128 | NA | NA | See Spec | Contractor - I&C | 0 | 10 | mg/L
R | AE-R1244-1 | Bioreactor 3 TK-R124 Aerobic IFAS Zone SS Sensor 1 | 1-0102-PPID-R106 | 1-0102-AGAD-R009 | 1-0102-AILD-R121 | NA | 1-0102-ADTL-R001-001 | See Spec | Contractor - I&C | 0 | 10000 | mg/L
R | AE-R1244-2 | Bioreactor 3 TK-R124 Aerobic IFAS Zone SS Sensor 2 | 1-0102-PPID-R106 | 1-0102-AGAD-R009 | 1-0102-AILD-R122 | NA | 1-0102-ADTL-R001-001 | See Spec | Contractor - I&C | 0 | 10000 | mg/L
R | AE-R1251 | Bioreactor 3 TK-R125 Post Aerobic Zone DO Sensor | 1-0102-PPID-R106 | 1-0102-AGAD-R009 | 1-0102-AILD-R122 | NA | 1-0102-ADTL-R001-001 | See Spec | Contractor - I&C | 0 | 15 | mg/L
R | AE-R1252 | Bioreactor 3 TK-R125 Post Aerobic Zone DO Sensor | 1-0102-PPID-R106 | 1-0102-AGAD-R009 | 1-0102-AILD-R122 | NA | 1-0102-ADTL-R001-001 | See Spec | Contractor - I&C | 0 | 15 | mg/L
R | AI-R1005 | Bioreactor 1 Analyzer Display | 1-0102-PPID-R102 | 1-0102-AGAD-R007 | 1-0102-AILD-R101 | NA | NA | See Spec | Contractor - I&C | NA | NA | NA
R | AI-R1105 | Bioreactor 2 Analyzer Display | 1-0102-PPID-R104 | 1-0102-AGAD-R008 | 1-0102-AILD-R111 | NA | NA | See Spec | Contractor - I&C | NA | NA | NA
R | AI-R1205 | Bioreactor 3 Analyzer Display | 1-0102-PPID-R106 | 1-0102-AGAD-R009 | 1-0102-AILD-R121 | NA | NA | See Spec | Contractor - I&C | NA | NA | NA
R | AIT-R1043 | Bioreactor 1 TK-R104 Aerobic IFAS Zone NH3 Analyzer | 1-0102-PPID-R102 | 1-0102-AGAD-R006 | 1-0102-AILD-R108 | 1-0102-AIFS-R002 | NA | See Spec | Contractor - I&C | NA | NA | NA
R | AIT-R1143 | Bioreactor 2 TK-R114 Aerobic IFAS Zone NH3 Analyzer | 1-0102-PPID-R104 | 1-0102-AGAD-R006 | 1-0102-AILD-R118 | 1-0102-AIFS-R005 | NA | See Spec | Contractor - I&C | NA | NA | NA
R | AIT-R1243 | Bioreactor 3 TK-R124 Aerobic IFAS Zone NH3 Analyzer | 1-0102-PPID-R106 | 1-0102-AGAD-R006 | 1-0102-AILD-R128 | 1-0102-AIFS-R008 | NA | See Spec | Contractor - I&C | NA | NA | NA
R | AT-R1001 | Bioreactor 1 Analyzer 1 | 1-0102-PPID-R102 | 1-0102-AGAD-R007 | 1-0102-AILD-R101 | 1-0102-AIFS-R001 | NA | See Spec | Contractor - I&C | NA | NA | NA
R | AT-R1002 | Bioreactor 1 Analyzer 2 | 1-0102-PPID-R102 | 1-0102-AGAD-R007 | 1-0102-AILD-R102 | 1-0102-AIFS-R001 | NA | See Spec | Contractor - I&C | NA | NA | NA
R | AT-R1101 | Bioreactor 2 Analyzer 1 | 1-0102-PPID-R104 | 1-0102-AGAD-R008 | 1-0102-AILD-R111 | 1-0102-AIFS-R004 | NA | See Spec | Contractor - I&C | NA | NA | NA
R | AT-R1102 | Bioreactor 2 Analyzer 2 | 1-0102-PPID-R104 | 1-0102-AGAD-R008 | 1-0102-AILD-R112 | 1-0102-AIFS-R004 | NA | See Spec | Contractor - I&C | NA | NA | NA
R | AT-R1201 | Bioreactor 3 Analyzer 1 | 1-0102-PPID-R106 | 1-0102-AGAD-R009 | 1-0102-AILD-R121 | 1-0102-AIFS-R007 | NA | See Spec | Contractor - I&C | NA | NA | NA
R | AT-R1202 | Bioreactor 3 Analyzer 2 | 1-0102-PPID-R106 | 1-0102-AGAD-R009 | 1-0102-AILD-R122 | 1-0102-AIFS-R007 | NA | See Spec | Contractor - I&C | NA | NA | NA
R | AX-R1043-1 | Bioreactor 1 TK-R104 Aerobic IFAS Zone NH3 Sensor Probe | 1-0102-PPID-R102 | 1-0102-AGAD-R006 | 1-0102-AILD-R108 | NA | NA | See Spec | Contractor - I&C | NA | NA | NA
R | AX-R1043-2 | Bioreactor 1 TK-R104 Aerobic IFAS Zone NH3 Sensor Filter | 1-0102-PPID-R102 | 1-0102-AGAD-R006 | 1-0102-AILD-R108 | NA | NA | See Spec | Contractor - I&C | NA | NA | NA
R | AX-R1143-1 | Bioreactor 2 TK-R114 Aerobic IFAS Zone NH3 Sensor Probe | 1-0102-PPID-R104 | 1-0102-AGAD-R006 | 1-0102-AILD-R118 | NA | NA | See Spec | Contractor - I&C | NA | NA | NA
R | AX-R1143-2 | Bioreactor 2 TK-R114 Aerobic IFAS Zone NH3 Sensor Filter | 1-0102-PPID-R104 | 1-0102-AGAD-R006 | 1-0102-AILD-R118 | NA | NA | See Spec | Contractor - I&C | NA | NA | NA
R | AX-R1243-1 | Bioreactor 3 TK-R124 Aerobic IFAS Zone NH3 Sensor Probe | 1-0102-PPID-R106 | 1-0102-AGAD-R006 | 1-0102-AILD-R128 | NA | NA | See Spec | Contractor - I&C | NA | NA | NA
R | AX-R1243-2 | Bioreactor 3 TK-R124 Aerobic IFAS Zone NH3 Sensor Filter | 1-0102-PPID-R106 | 1-0102-AGAD-R006 | 1-0102-AILD-R128 | NA | NA | See Spec | Contractor - I&C | NA | NA | NA
R | FE-R1011 | Bioreactor 1 PE To Pre-Anoxic Zone Flow Sensor | 1-0102-PPID-R101 | 1-0102-AGAD-R005 | 1-0102-AILD-R104 | 1-0102-AIFS-R002 | 1-0102-ADTL-A003 | A-0102-ADTS-R105 | Contractor - I&C | NA | NA | NA
R | FE-R1012 | Bioreactor 1 RAS To Pre-Anoxic Zone Flow Sensor | 1-0102-PPID-R101 | 1-0102-AGAD-R005 | 1-0102-AILD-R104 | 1-0102-AIFS-R002 | 1-0102-ADTL-A003 | A-0102-ADTS-R104 | Contractor - I&C | NA | NA | NA
R | FE-R1013 | Bioreactor 1 RDT Filtrate to Influent Channel Flow Sensor | 1-0102-PPID-R101 | 1-0102-AGAD-R005 | 1-0102-AILD-R105 | 1-0102-AIFS-R002 | 1-0102-ADTL-A003 | A-0102-ADTS-R106 | Contractor - I&C | NA | NA | NA
R | FE-R1021 | Bioreactor 1 Influent Open Channel Flow Sensor | 1-0102-PPID-R101 | 1-0102-AGAD-R007 | 1-0102-AILD-R103 | NA | 1-0102-ADTL-R002 | A-0102-ADTS-R103 | Contractor - I&C | 0 | 100 | ML/d
R | FE-R1023 | Bioreactor 1 RDT Filtrate to Anoxic Influent Channel Flow Sensor | 1-0102-PPID-R101 | 1-0102-AGAD-R005 | 1-0102-AILD-R105 | 1-0102-AIFS-R002 | 1-0102-ADTL-A003 | A-0102-ADTS-R107 | Contractor - I&C | NA | NA | NA
R | FE-R1031 | Bioreactor 1 Influent Open Channel Flow Sensor | 1-0102-PPID-R101 | 1-0102-AGAD-R007 | 1-0102-AILD-R103 | NA | 1-0102-ADTL-R002 | A-0102-ADTS-R103 | Contractor - I&C | 0 | 100 | ML/d
R | FE-R1111 | Bioreactor 2 PE To Pre-Anoxic Zone FlowSensor | 1-0102-PPID-R103 | 1-0102-AGAD-R006 | 1-0102-AILD-R114 | 1-0102-AIFS-R005 | 1-0102-ADTL-A003 | A-0102-ADTS-R105 | Contractor - I&C | NA | NA | NA
R | FE-R1112 | Bioreactor 2 RAS To Pre-Anoxic Zone Flow Sensor | 1-0102-PPID-R103 | 1-0102-AGAD-R006 | 1-0102-AILD-R114 | 1-0102-AIFS-R005 | 1-0102-ADTL-A003 | A-0102-ADTS-R104 | Contractor - I&C | NA | NA | NA
R | FE-R1113 | Bioreactor 2 RDT Filtrate to Influent Channel Flow Sensor | 1-0102-PPID-R103 | 1-0102-AGAD-R006 | 1-0102-AILD-R115 | 1-0102-AIFS-R005 | 1-0102-ADTL-A003 | A-0102-ADTS-R106 | Contractor - I&C | NA | NA | NA
R | FE-R1121 | Bioreactor 2 Influent Open Channel Flow Sensor | 1-0102-PPID-R103 | 1-0102-AGAD-R008 | 1-0102-AILD-R113 | NA | 1-0102-ADTL-R002 | A-0102-ADTS-R103 | Contractor - I&C | 0 | 100 | ML/d
R | FE-R1123 | Bioreactor 2 RDT Filtrate to Anoxic Influent Channel Flow Sensor | 1-0102-PPID-R103 | 1-0102-AGAD-R006 | 1-0102-AILD-R115 | 1-0102-AIFS-R005 | 1-0102-ADTL-A003 | A-0102-ADTS-R107 | Contractor - I&C | NA | NA | NA
R | FE-R1131 | Bioreactor 2 Influent Open Channel Flowmeter Sensor | 1-0102-PPID-R103 | 1-0102-AGAD-R008 | 1-0102-AILD-R113 | NA | 1-0102-ADTL-R002 | A-0102-ADTS-R103 | Contractor - I&C | 0 | 100 | ML/d
R | FE-R1211 | Bioreactor 3 PE To Pre-Anoxic Zone Flow Sensor | 1-0102-PPID-R105 | 1-0102-AGAD-R006 | 1-0102-AILD-R124 | 1-0102-AIFS-R008 | 1-0102-ADTL-A003 | A-0102-ADTS-R105 | Contractor - I&C | NA | NA | NA
R | FE-R1212 | Bioreactor 3 RAS To Pre-Anoxic Zone Flow Sensor | 1-0102-PPID-R105 | 1-0102-AGAD-R006 | 1-0102-AILD-R124 | 1-0102-AIFS-R008 | 1-0102-ADTL-A003 | A-0102-ADTS-R104 | Contractor - I&C | NA | NA | NA
R | FE-R1213 | Bioreactor 3 RDT Filtrate to Influent Channel Flow Sensor | 1-0102-PPID-R105 | 1-0102-AGAD-R006 | 1-0102-AILD-R125 | 1-0102-AIFS-R008 | 1-0102-ADTL-A003 | A-0102-ADTS-R106 | Contractor - I&C | NA | NA | NA
R | FE-R1221 | Bioreactor 3 Influent Open Channel Flow Sensor | 1-0102-PPID-R105 | 1-0102-AGAD-R009 | 1-0102-AILD-R123 | NA | 1-0102-ADTL-R002 | A-0102-ADTS-R103 | Contractor - I&C | 0 | 100 | ML/d
R | FE-R1223 | Bioreactor 3 RDT Filtrate to Anoxic Influent Channel Flow Sensor | 1-0102-PPID-R105 | 1-0102-AGAD-R006 | 1-0102-AILD-R125 | 1-0102-AIFS-R008 | 1-0102-ADTL-A003 | A-0102-ADTS-R107 | Contractor - I&C | NA | NA | NA
R | FE-R1231 | Bioreactor 3 Influent Open Channel Flow Sensor | 1-0102-PPID-R105 | 1-0102-AGAD-R009 | 1-0102-AILD-R123 | NA | 1-0102-ADTL-R002 | A-0102-ADTS-R103 | Contractor - I&C | 0 | 100 | ML/d
R | FE-R1801 | RAS Channel To WAS Sump Flow Sensor | 1-0102-PPID-R108 | 1-0102-AGAD-R004 | 1-0102-AILD-R133 | 1-0102-AIFS-R001 | 1-0102-ADTL-A003 | A-0102-ADTS-R113 | Contractor - I&C | 0 | 4000 | m3/d
R | FE-R6001 | Bioreactors Ventilation Header Flow Sensor | 1-0102-PPID-R602 | 1-0102-AGAD-R007 | 1-0102-AILD-R601 | NA | 1-0102-ADTL-A003 | A-0102-ADTS-R601 | Contractor - I&C | NA | NA | NA
R | FE-R6108 | AHU-R640 Intake Flow Sensor | 1-0102-PPID-R603 | 1-0102-AGAD-R002 | 1-0102-AILD-R611 | NA | 1-0102-ADTL-A003 | A-0102-ADTS-R602 | Contractor - I&C | NA | NA | NA
R | FE-R6112 | Pipe Gallery 8 Exhaust Air Flow Sensor | 1-0102-PPID-R606 | 1-0102-AGAD-R004 | 1-0102-AILD-R613 | NA | 1-0102-ADTL-A003 | A-0102-ADTS-R603 | Contractor - I&C | NA | NA | NA
R | FE-R6122 | Pipe Gallery 8A Exhaust Air Flow Sensor | 1-0102-PPID-R606 | 1-0102-AGAD-R006 | 1-0102-AILD-R613 | NA | 1-0102-ADTL-A003 | A-0102-ADTS-R603 | Contractor - I&C | NA | NA | NA
R | FIT-R1003 | Bioreactor 1 Influent Open Channel Flowmeter | 1-0102-PPID-R101 | 1-0102-AGAD-R001 | 1-0102-AILD-R103 | NA | 1-0102-ADTL-A003 | A-0102-ADTS-R103 | Contractor - I&C | NA | NA | NA
R | FIT-R1011 | Bioreactor 1 PE To Pre-Anoxic Zone Flowmeter | 1-0102-PPID-R101 | 1-0102-AGAD-R005 | 1-0102-AILD-R104 | 1-0102-AIFS-R002 | 1-0102-ADTL-A003 | A-0102-ADTS-R105 | Contractor - I&C | 0 | 8 | ML/d
R | FIT-R1012 | Bioreactor 1 RAS To Pre-Anoxic Zone Flowmeter | 1-0102-PPID-R101 | 1-0102-AGAD-R005 | 1-0102-AILD-R104 | 1-0102-AIFS-R002 | 1-0102-ADTL-A003 | A-0102-ADTS-R104 | Contractor - I&C | 0 | 40 | ML/d
R | FIT-R1013 | Bioreactor 1 RDT Filtrate to Influent Channel Flowmeter | 1-0102-PPID-R101 | 1-0102-AGAD-R005 | 1-0102-AILD-R105 | 1-0102-AIFS-R002 | 1-0102-ADTL-A003 | A-0102-ADTS-R106 | Contractor - I&C | 0 | 2 | ML/d
R | FIT-R1023 | Bioreactor 1 RDT Filtrate to Anoxic Influent Channel Flowmeter | 1-0102-PPID-R101 | 1-0102-AGAD-R005 | 1-0102-AILD-R105 | 1-0102-AIFS-R002 | 1-0102-ADTL-A003 | A-0102-ADTS-R107 | Contractor - I&C | 0 | 0.6 | ML/d
R | FIT-R1047 | Bioreactor 1 IFAS Zone Aeration Flowmeter | 1-0102-PPID-R102 | 1-0102-AGAD-R002 | 1-0102-AILD-R106 | 1-0102-AIFS-R003 | 1-0102-ADTL-A003 | A-0102-ADTS-R108 | Contractor - I&C | 0 | 13000 | Nm3/hr
R | FIT-R1056 | Bioreactor 1 Post Aerobic Zone First Pass Aeration Flowmeter | 1-0102-PPID-R102 | 1-0102-AGAD-R002 | 1-0102-AILD-R106 | 1-0102-AIFS-R003 | 1-0102-ADTL-A003 | A-0102-ADTS-R109 | Contractor - I&C | 0 | 1200 | Nm3/hr
R | FIT-R1057 | Bioreactor 1 Post Aerobic Zone Second Pass Aeration Flowmeter | 1-0102-PPID-R102 | 1-0102-AGAD-R002 | 1-0102-AILD-R106 | 1-0102-AIFS-R003 | 1-0102-ADTL-A003 | A-0102-ADTS-R109 | Contractor - I&C | 0 | 1200 | Nm3/hr
R | FIT-R1103 | Bioreactor 2 Influent Open Channel Flowmeter | 1-0102-PPID-R103 | 1-0102-AGAD-R001 | 1-0102-AILD-R113 | NA | 1-0102-ADTL-A003 | A-0102-ADTS-R103 | Contractor - I&C | NA | NA | NA
R | FIT-R1111 | Bioreactor 2 PE To Pre-Anoxic Zone Flowmeter | 1-0102-PPID-R103 | 1-0102-AGAD-R006 | 1-0102-AILD-R114 | 1-0102-AIFS-R005 | 1-0102-ADTL-A003 | A-0102-ADTS-R105 | Contractor - I&C | 0 | 8 | ML/d
R | FIT-R1112 | Bioreactor 2 RAS To Pre-Anoxic Zone Flowmeter | 1-0102-PPID-R103 | 1-0102-AGAD-R006 | 1-0102-AILD-R114 | 1-0102-AIFS-R005 | 1-0102-ADTL-A003 | A-0102-ADTS-R104 | Contractor - I&C | 0 | 40 | ML/d
R | FIT-R1113 | Bioreactor 2 RDT Filtrate to Influent Channel Flowmeter | 1-0102-PPID-R103 | 1-0102-AGAD-R006 | 1-0102-AILD-R115 | 1-0102-AIFS-R005 | 1-0102-ADTL-A003 | A-0102-ADTS-R106 | Contractor - I&C | 0 | 2 | ML/d
R | FIT-R1123 | Bioreactor 2 RDT Filtrate to Anoxic Influent Channel Flowmeter | 1-0102-PPID-R103 | 1-0102-AGAD-R006 | 1-0102-AILD-R115 | 1-0102-AIFS-R005 | 1-0102-ADTL-A003 | A-0102-ADTS-R107 | Contractor - I&C | 0 | 0.6 | ML/d
R | FIT-R1147 | Bioreactor 2 IFAS Zone Aeration Flowmeter | 1-0102-PPID-R104 | 1-0102-AGAD-R003 | 1-0102-AILD-R116 | 1-0102-AIFS-R006 | 1-0102-ADTL-A003 | A-0102-ADTS-R108 | Contractor - I&C | 0 | 13000 | Nm3/hr
R | FIT-R1156 | Bioreactor 2 Post Aerobic Zone First Pass Aeration Flowmeter | 1-0102-PPID-R104 | 1-0102-AGAD-R003 | 1-0102-AILD-R116 | 1-0102-AIFS-R006 | 1-0102-ADTL-A003 | A-0102-ADTS-R109 | Contractor - I&C | 0 | 1200 | Nm3/hr
R | FIT-R1157 | Bioreactor 2 Post Aerobic Zone Second Pass Aeration Flowmeter | 1-0102-PPID-R104 | 1-0102-AGAD-R003 | 1-0102-AILD-R116 | 1-0102-AIFS-R006 | 1-0102-ADTL-A003 | A-0102-ADTS-R109 | Contractor - I&C | 0 | 1200 | Nm3/hr
R | FIT-R1203 | Bioreactor 3 Influent Open Channel Flowmeter | 1-0102-PPID-R105 | 1-0102-AGAD-R001 | 1-0102-AILD-R123 | NA | 1-0102-ADTL-A003 | A-0102-ADTS-R103 | Contractor - I&C | NA | NA | NA
R | FIT-R1211 | Bioreactor 3 PE To Pre-Anoxic Zone Flowmeter | 1-0102-PPID-R105 | 1-0102-AGAD-R006 | 1-0102-AILD-R124 | 1-0102-AIFS-R008 | 1-0102-ADTL-A003 | A-0102-ADTS-R105 | Contractor - I&C | 0 | 8 | ML/d
R | FIT-R1212 | Bioreactor 3 RAS To Pre-Anoxic Zone Flowmeter | 1-0102-PPID-R105 | 1-0102-AGAD-R006 | 1-0102-AILD-R124 | 1-0102-AIFS-R008 | 1-0102-ADTL-A003 | A-0102-ADTS-R104 | Contractor - I&C | 0 | 40 | ML/d
R | FIT-R1213 | Bioreactor 3 RDT Filtrate to Anoxic Influent Channel Flowmeter | 1-0102-PPID-R105 | 1-0102-AGAD-R006 | 1-0102-AILD-R125 | 1-0102-AIFS-R008 | 1-0102-ADTL-A003 | A-0102-ADTS-R106 | Contractor - I&C | 0 | 2 | ML/d
R | FIT-R1223 | Bioreactor 3 RDT Filtrate to Influent Channel Flowmeter | 1-0102-PPID-R105 | 1-0102-AGAD-R006 | 1-0102-AILD-R125 | 1-0102-AIFS-R008 | 1-0102-ADTL-A003 | A-0102-ADTS-R107 | Contractor - I&C | 0 | 0.6 | ML/d
R | FIT-R1247 | Bioreactor 3 IFAS Zone Aeration Flowmeter | 1-0102-PPID-R106 | 1-0102-AGAD-R003 | 1-0102-AILD-R126 | 1-0102-AIFS-R009 | 1-0102-ADTL-A003 | A-0102-ADTS-R108 | Contractor - I&C | 0 | 13000 | Nm3/hr
R | FIT-R1256 | Bioreactor 3 Post Aerobic Zone First Pass Aeration Flowmeter | 1-0102-PPID-R106 | 1-0102-AGAD-R003 | 1-0102-AILD-R126 | 1-0102-AIFS-R009 | 1-0102-ADTL-A003 | A-0102-ADTS-R109 | Contractor - I&C | 0 | 1200 | Nm3/hr
R | FIT-R1257 | Bioreactor 3 Post Aerobic Zone Second Pass Aeration Flowmeter | 1-0102-PPID-R106 | 1-0102-AGAD-R003 | 1-0102-AILD-R126 | 1-0102-AIFS-R009 | 1-0102-ADTL-A003 | A-0102-ADTS-R109 | Contractor - I&C | 0 | 1200 | Nm3/hr
R | FIT-R1801 | RAS Channel To WAS Sump Flowmeter | 1-0102-PPID-R108 | 1-0102-AGAD-R004 | 1-0102-AILD-R133 | 1-0102-AIFS-R001 | 1-0102-ADTL-A003 | A-0102-ADTS-R113 | Contractor - I&C | 0 | 4000 | m3/d
R | FIT-R6001 | Bioreactors Ventilation Header Flowmeter | 1-0102-PPID-R602 | 1-0102-AGAD-R007 | 1-0102-AILD-R601 | NA | 1-0102-ADTL-A003 | A-0102-ADTS-R601 | Contractor - I&C | 0 | 14240 | L/s
R | FIT-R6108 | AHU-R640 Intake Flow Transmitter | 1-0102-PPID-R603 | 1-0102-AGAD-R002 | 1-0102-AILD-R611 | NA | 1-0102-ADTL-A003 | A-0102-ADTS-R602 | Contractor - I&C | 0 | 378 | L/s
R | FIT-R6112 | Pipe Gallery 8/5B Exhaust Air Flow Transmitter | 1-0102-PPID-R606 | 1-0102-AGAD-R004 | 1-0102-AILD-R613 | NA | 1-0102-ADTL-A003 | A-0102-ADTS-R603 | Contractor - I&C | 0 | 5097 | L/s
R | FIT-R6122 | Pipe Gallery 8A Exhaust Air Flow Transmitter | 1-0102-PPID-R606 | 1-0102-AGAD-R006 | 1-0102-AILD-R613 | NA | 1-0102-ADTL-A003 | A-0102-ADTS-R603 | Contractor - I&C | 0 | 3500 | L/s
R | FK-R1047 | Bioreactor 1 IFAS Zone Aeration Flow Valve Remote Hand Station | 1-0102-PPID-R102 | 1-0102-AGAD-R002 | 1-0102-ACBD-R056 | NA | NA | See Spec | Contractor - Mech. | NA | NA | NA
R | FK-R1056 | Bioreactor 1 Post Aerobic Zone First Pass Aeration Flow Valve Remote Hand Station | 1-0102-PPID-R102 | 1-0102-AGAD-R002 | 1-0102-ACBD-R056 | NA | NA | See Spec | Contractor - Mech. | NA | NA | NA
R | FK-R1057 | Bioreactor 1 Post Aerobic Zone Second Pass Aeration Flow Valve Remote Hand Station | 1-0102-PPID-R102 | 1-0102-AGAD-R002 | 1-0102-ACBD-R056 | NA | NA | See Spec | Contractor - Mech. | NA | NA | NA
R | FK-R1147 | Bioreactor 2 IFAS Zone Aeration Flow Valve Remote Hand Station | 1-0102-PPID-R104 | 1-0102-AGAD-R003 | 1-0102-ACBD-R056 | NA | NA | See Spec | Contractor - Mech. | NA | NA | NA
R | FK-R1156 | Bioreactor 2 Post Aerobic Zone First Pass Aeration Flow Valve Remote Hand Station | 1-0102-PPID-R104 | 1-0102-AGAD-R003 | 1-0102-ACBD-R056 | NA | NA | See Spec | Contractor - Mech. | NA | NA | NA
R | FK-R1157 | Bioreactor 2 Post Aerobic Zone Second Pass Aeration Flow Valve Remote Hand Station | 1-0102-PPID-R104 | 1-0102-AGAD-R003 | 1-0102-ACBD-R056 | NA | NA | See Spec | Contractor - Mech. | NA | NA | NA
R | FK-R1247 | Bioreactor 3 IFAS Zone Aeration Flow Valve Remote Hand Station | 1-0102-PPID-R106 | 1-0102-AGAD-R003 | 1-0102-ACBD-R056 | NA | NA | See Spec | Contractor - Mech. | NA | NA | NA
R | FK-R1256 | Bioreactor 3 Post Aerobic Zone First Pass Aeration Flow Valve Remote Hand Station | 1-0102-PPID-R106 | 1-0102-AGAD-R003 | 1-0102-ACBD-R056 | NA | NA | See Spec | Contractor - Mech. | NA | NA | NA
R | FK-R1257 | Bioreactor 3 Post Aerobic Zone Second Pass Aeration Flow Valve Remote Hand Station | 1-0102-PPID-R106 | 1-0102-AGAD-R003 | 1-0102-ACBD-R056 | NA | NA | See Spec | Contractor - Mech. | NA | NA | NA
R | FSL-R1403 | Process Drain Pump Flow Switch | 1-0102-PPID-R103 | 1-0102-AGAD-R006 | 1-0102-AILD-R132 | NA | 1-0102-ADTL-A003 | See Spec | Contractor - I&C | NA | NA | NA
R | FSL-R6013 | Bioreactor Air Exhaust Fan EF-R601 Low Flow Switch | 1-0102-PPID-R602 | 1-0102-AGAD-R007 | 1-0102-AILD-R602 | NA | 1-0102-ADTL-A003 | See Spec | Contractor - I&C | NA | NA | NA
R | FSL-R6023 | Bioreactor Air Exhaust Fan EF-R602 Low Flow Switch | 1-0102-PPID-R602 | 1-0102-AGAD-R007 | 1-0102-AILD-R603 | NA | 1-0102-ADTL-A003 | See Spec | Contractor - I&C | NA | NA | NA
R | FT-R6105-1 | AHU-R610 Flow Transmitter 1 | 1-0102-PPID-R603 | NA | 1-0102-AILD-R610 | NA | NA | NA | AHU Vendor | By Vendor | By Vendor | By Vendor | Part of Packaged unit
R | FT-R6105-2 | AHU-R610 Flow Transmitter 2 | 1-0102-PPID-R603 | NA | 1-0102-AILD-R610 | NA | NA | NA | AHU Vendor | By Vendor | By Vendor | By Vendor | Part of Packaged unit
R | FT-R6105-3 | AHU-R610 Flow Transmitter 3 | 1-0102-PPID-R603 | NA | 1-0102-AILD-R610 | NA | NA | NA | AHU Vendor | By Vendor | By Vendor | By Vendor | Part of Packaged unit
R | FT-R6105-4 | AHU-R610 Flow Transmitter 4 | 1-0102-PPID-R603 | NA | 1-0102-AILD-R610 | NA | NA | NA | AHU Vendor | By Vendor | By Vendor | By Vendor | Part of Packaged unit
R | FT-R6205-1 | AHU-R620 Flow Transmitter 1 | 1-0102-PPID-R604 | NA | 1-0102-AILD-R620 | NA | NA | NA | AHU Vendor | By Vendor | By Vendor | By Vendor | Part of Packaged unit
R | FT-R6205-2 | AHU-R620 Flow Transmitter 2 | 1-0102-PPID-R604 | NA | 1-0102-AILD-R620 | NA | NA | NA | AHU Vendor | By Vendor | By Vendor | By Vendor | Part of Packaged unit
R | FT-R6405 | AHU-R640 Flow Transmitter | 1-0102-PPID-R605 | NA | 1-0102-AILD-R640 | NA | NA | NA | AHU Vendor | By Vendor | By Vendor | By Vendor | Part of Packaged unit
R | FV-R1011 | Bioreactor 1 PE To Pre-Anoxic Zone Flow Control Valve | 1-0102-PPID-R101 | 1-0102-AGAD-R005 | NA | 1-0102-AIFS-R002 | NA | See Spec | Contractor - Mech. | 0 | 100 | %
R | FV-R1013 | Bioreactor 1 RDT Filtrate to Influent Channel Flow Control Valve | 1-0102-PPID-R101 | 1-0102-AGAD-R005 | NA | 1-0102-AIFS-R002 | NA | See Spec | Contractor - Mech. | 0 | 100 | %
R | FV-R1023 | Bioreactor 1 RDT Filtrate to Anoxic Influent Channel Flow Control Valve | 1-0102-PPID-R101 | 1-0102-AGAD-R005 | NA | 1-0102-AIFS-R002 | NA | See Spec | Contractor - Mech. | 0 | 100 | %
R | FV-R1047 | Bioreactor 1 IFAS Zone Aeration Flow Control Valve | 1-0102-PPID-R102 | 1-0102-AGAD-R002 | NA | 1-0102-AIFS-R003 | NA | See Spec | Contractor - Mech. | 0 | 100 | %
R | FV-R1056 | Bioreactor 1 Post Aerobic Zone First Pass Aeration Flow Control Valve | 1-0102-PPID-R102 | 1-0102-AGAD-R002 | NA | 1-0102-AIFS-R003 | NA | See Spec | Contractor - Mech. | 0 | 100 | %
R | FV-R1057 | Bioreactor 1 Post Aerobic Zone Sencond Pass Aeration Flow Control Valve | 1-0102-PPID-R102 | 1-0102-AGAD-R002 | NA | 1-0102-AIFS-R003 | NA | See Spec | Contractor - Mech. | 0 | 100 | %
R | FV-R1111 | Bioreactor 2 PE To Pre-Anoxic Zone Flow Control Valve | 1-0102-PPID-R103 | 1-0102-AGAD-R006 | NA | 1-0102-AIFS-R005 | NA | See Spec | Contractor - Mech. | 0 | 100 | %
R | FV-R1113 | Bioreactor 2 RDT Filtrate to Influent Channel Flow Control Valve | 1-0102-PPID-R103 | 1-0102-AGAD-R006 | NA | 1-0102-AIFS-R005 | NA | See Spec | Contractor - Mech. | 0 | 100 | %
R | FV-R1123 | Bioreactor 2 RDT Filtrate to Anoxic Influent Channel Flow Control Valve | 1-0102-PPID-R103 | 1-0102-AGAD-R006 | NA | 1-0102-AIFS-R005 | NA | See Spec | Contractor - Mech. | 0 | 100 | %
R | FV-R1147 | Bioreactor 2 IFAS Zone Aeration Flow Control Valve | 1-0102-PPID-R104 | 1-0102-AGAD-R003 | NA | 1-0102-AIFS-R006 | NA | See Spec | Contractor - Mech. | 0 | 100 | %
R | FV-R1156 | Bioreactor 2 Post Aerobic Zone First Pass Aeration Flow Control Valve | 1-0102-PPID-R104 | 1-0102-AGAD-R003 | NA | 1-0102-AIFS-R006 | NA | See Spec | Contractor - Mech. | 0 | 100 | %
R | FV-R1157 | Bioreactor 2 Post Aerobic Zone Sencond Pass Aeration Flow Control Valve | 1-0102-PPID-R104 | 1-0102-AGAD-R003 | NA | 1-0102-AIFS-R006 | NA | See Spec | Contractor - Mech. | 0 | 100 | %
R | FV-R1211 | Bioreactor 1 PE To Pre-Anoxic Zone Flow Control Valve | 1-0102-PPID-R105 | 1-0102-AGAD-R006 | NA | 1-0102-AIFS-R008 | NA | See Spec | Contractor - Mech. | 0 | 100 | %
R | FV-R1213 | Bioreactor 3 RDT Filtrate to Influent Channel Flow Control Valve | 1-0102-PPID-R105 | 1-0102-AGAD-R006 | NA | 1-0102-AIFS-R008 | NA | See Spec | Contractor - Mech. | 0 | 100 | %
R | FV-R1223 | Bioreactor 3 RDT Filtrate to Anoxic Influent Channel Flow Control Valve | 1-0102-PPID-R105 | 1-0102-AGAD-R006 | NA | 1-0102-AIFS-R008 | NA | See Spec | Contractor - Mech. | 0 | 100 | %
R | FV-R1247 | Bioreactor 3 IFAS Zone Aeration Flow Control Valve | 1-0102-PPID-R106 | 1-0102-AGAD-R003 | NA | 1-0102-AIFS-R009 | NA | See Spec | Contractor - Mech. | 0 | 100 | %
R | FV-R1256 | Bioreactor 3 Post Aerobic Zone First Pass Aeration Flow Control Valve | 1-0102-PPID-R106 | 1-0102-AGAD-R003 | NA | 1-0102-AIFS-R009 | NA | See Spec | Contractor - Mech. | 0 | 100 | %
R | FV-R1257 | Bioreactor 3 Post Aerobic Zone Sencond Pass Aeration Flow Control Valve | 1-0102-PPID-R106 | 1-0102-AGAD-R003 | NA | 1-0102-AIFS-R009 | NA | See Spec | Contractor - Mech. | 0 | 100 | %
R | FV-R1306 | Bioreactor Bypass Channel 2 Flow Control Slide Gate | 1-0102-PPID-R107 | 1-0102-AGAD-R007 | NA | 1-0102-AIFS-R001-2 | NA | See Spec | Contractor - Mech. | 0 | 100 | %
R | FV-R1801-1 | RAS Channel Flow Control Valve 1 | 1-0102-PPID-R108 | 1-0102-AGAD-R009 | NA | 1-0102-AIFS-R001-2 | NA | See Spec | Contractor - Mech. | 0 | 100 | %
R | FV-R1801-2 | RAS Channel Flow Control Valve 2 | 1-0102-PPID-R108 | 1-0102-AGAD-R009 | NA | 1-0102-AIFS-R004 | NA | See Spec | Contractor - Mech. | 0 | 100 | %
R | FV-R6108 | AHU-R640 Intake Air Flow Damper | 1-0102-PPID-R603 | 1-0102-AGAD-R002 | 1-0102-AILD-R612 | NA | NA | See Spec | Contractor - Mech. | 0 | 100 | %
R | HSR-R1400 | Drain Pump P-R140 Start Pushbutton | 1-0102-PPID-R103 | 1-0102-AGAD-R006 | 1-0102-EMCL-R160 | NA | NA | See Spec | Contractor - I&C | NA | NA | NA
R | HSS-R1400 | Drain Pump P-R140 Stop Pushbutton | 1-0102-PPID-R103 | 1-0102-AGAD-R006 | 1-0102-EMCL-R160 | NA | NA | See Spec | Contractor - I&C | NA | NA | NA
R | LC-R5011 | Sump Pit Level Controller | 1-0102-PPID-R501 | 1-0102-AGAD-R006 | 1-0102-EMCL-R501 | NA | 1-0102-ADTL-A005 | See Spec | Contractor - I&C | NA | NA | NA
R | LE-R1304 | Bioreactor Bypass Channel 2 Level Sensor | 1-0102-PPID-R101 | 1-0102-AGAD-R008 | 1-0102-AILD-R134 | 1-0102-AIFS-R001-002 | 1-0102-ADTL-A005 | A-0102-ADTS-R115 | Contractor - I&C | NA | NA | NA
R | LE-R1804 | RAS Channel Level Sensor | 1-0102-PPID-R108 | 1-0102-AGAD-R008 | 1-0102-AILD-R135 | 1-0102-AIFS-R001-002 | 1-0102-ADTL-A005 | A-0102-ADTS-R116 | Contractor - I&C | NA | NA | NA
R | LIT-R1304 | Bioreactor Bypass Channel 2 Level Transmitter | 1-0102-PPID-R101 | 1-0102-AGAD-R001 | 1-0102-AILD-R134 | 1-0102-AIFS-R001-002 | 1-0102-ADTL-A005 | A-0102-ADTS-R115 | Contractor - I&C | 0 | 1.5 | m
R | LIT-R1804 | RAS Channel Level Transmitter | 1-0102-PPID-R108 | 1-0102-AGAD-R001 | 1-0102-AILD-R135 | 1-0102-AIFS-R001-002 | 1-0102-ADTL-A005 | A-0102-ADTS-R116 | Contractor - I&C | 0 | 2.5 | m
R | LIT-R3002-1 | WAS Sump TK-R300 Level Transmitter 1 | 1-0102-PPID-R301 | 1-0102-AGAD-R004 | NA | 1-0102-AIFS-D008 | 1-0102-ADTL-R003 | A-0102-ADTS-R301 | Contractor - I&C | 0 | 5 | mWC
R | LIT-R3002-2 | WAS Sump TK-R300 Level Transmitter 2 | 1-0102-PPID-R301 | 1-0102-AGAD-R004 | NA | 1-0102-AIFS-D017 | 1-0102-ADTL-R003 | A-0102-ADTS-R301 | Contractor - I&C | 0 | 5 | mWC
R | LSH-R5012 | Sump Pit Level Switch | 1-0102-PPID-R501 | 1-0102-AGAD-R006 | 1-0102-AILD-R501 | NA | 1-0102-ADTL-A005 | See Spec | Contractor - I&C | NA | NA | NA
R | LSL-R6271 | AHU-R620 Glycol Feed Low Level Switch | 1-0102-PPID-R604 | NA | 1-0102-AILD-R620 | NA | NA | NA | AHU Vendor | NA | NA | NA | Part of Packaged unit
R | LT-R1045-1 | Bioreactor 1 Aerobic IFAS Zone Level Transmitter 1 | 1-0102-PPID-R102 | 1-0102-AGAD-R007 | 1-0102-AILD-R107 | NA | 1-0102-ADTL-A005 | A-0102-ADTS-R102 | Contractor - I&C | 6.5 | 7.5 | mWC
R | LT-R1045-2 | Bioreactor 1 Aerobic IFAS Zone Level Transmitter 2 | 1-0102-PPID-R102 | 1-0102-AGAD-R007 | 1-0102-AILD-R107 | NA | 1-0102-ADTL-A005 | A-0102-ADTS-R102 | Contractor - I&C | 6.5 | 7.5 | mWC
R | LT-R1145-1 | Bioreactor 2 Aerobic IFAS Zone Level Transmitter 1 | 1-0102-PPID-R104 | 1-0102-AGAD-R008 | 1-0102-AILD-R117 | NA | 1-0102-ADTL-A005 | A-0102-ADTS-R102 | Contractor - I&C | 6.5 | 7.5 | mWC
R | LT-R1145-2 | Bioreactor 2 Aerobic IFAS Zone Level Transmitter 2 | 1-0102-PPID-R104 | 1-0102-AGAD-R008 | 1-0102-AILD-R117 | NA | 1-0102-ADTL-A005 | A-0102-ADTS-R102 | Contractor - I&C | 6.5 | 7.5 | mWC
R | LT-R1245-1 | Bioreactor 3 Aerobic IFAS Zone Level Transmitter 1 | 1-0102-PPID-R106 | 1-0102-AGAD-R009 | 1-0102-AILD-R127 | NA | 1-0102-ADTL-A005 | A-0102-ADTS-R102 | Contractor - I&C | 6.5 | 7.5 | mWC
R | LT-R1245-2 | Bioreactor 3 Aerobic IFAS Zone Level Transmitter 2 | 1-0102-PPID-R106 | 1-0102-AGAD-R009 | 1-0102-AILD-R127 | NA | 1-0102-ADTL-A005 | A-0102-ADTS-R102 | Contractor - I&C | 6.5 | 7.5 | mWC
R | LT-R1301 | Mixed Liquor Channel Level Transmitter | 1-0102-PPID-R107 | 1-0102-AGAD-R007 | 1-0102-AILD-R131 | NA | 1-0102-ADTL-A005 | A-0102-ADTS-R110 | Contractor - I&C | 0 | 2.1 | mWC
R | LT-R1303 | Bioreactor Bypass Channel 2 Level Transmitter | 1-0102-PPID-R107 | 1-0102-AGAD-R008 | 1-0102-AILD-R131 | NA | 1-0102-ADTL-A005 | A-0102-ADTS-R111 | Contractor - I&C | 0 | 2.1 | mWC
R | LT-R1803 | RAS Channel Level Transmitter | 1-0102-PPID-R108 | 1-0102-AGAD-R008 | 1-0102-AILD-R133 | NA | 1-0102-ADTL-A005 | A-0102-ADTS-R112 | Contractor - I&C | 0 | 4.2 | mWC
R | LV-R1014 | Bioreactor 1 RAS To Pre-Anoxic Zone Level Control Valve | 1-0102-PPID-R101 | 1-0102-AGAD-R005 | NA | 1-0102-AIFS-R002 | NA | See Spec | Contractor - Mech. | 0 | 100 | %
R | LV-R1024 | Bioreactor 1 Influent Open Channel Control Butterfly Gate | 1-0102-PPID-R101 | 1-0102-AGAD-R007 | NA | 1-0102-AIFS-R001-1 | NA | See Spec | Contractor - Mech. | 0 | 100 | %
R | LV-R1034 | Bioreactor 1 Influent Open Channel Level Control Butterfly Gate | 1-0102-PPID-R101 | 1-0102-AGAD-R007 | NA | 1-0102-AIFS-R001-1 | NA | See Spec | Contractor - Mech. | 0 | 100 | %
R | LV-R1114 | Bioreactor 2 RAS To Pre-Anoxic Zone Level Control Valve | 1-0102-PPID-R103 | 1-0102-AGAD-R006 | NA | 1-0102-AIFS-R005 | NA | See Spec | Contractor - Mech. | 0 | 100 | %
R | LV-R1124 | Bioreactor 2 Influent Open Channel Control Butterfly Gate | 1-0102-PPID-R103 | 1-0102-AGAD-R008 | NA | 1-0102-AIFS-R004 | NA | See Spec | Contractor - Mech. | 0 | 100 | %
R | LV-R1134 | Bioreactor 1 Influent Open Channel Level Control Butterfly Gate | 1-0102-PPID-R103 | 1-0102-AGAD-R008 | NA | 1-0102-AIFS-R004 | NA | See Spec | Contractor - Mech. | 0 | 100 | %
R | LV-R1214 | Bioreactor 3 RAS To Pre-Anoxic Zone Level Control Valve | 1-0102-PPID-R105 | 1-0102-AGAD-R006 | NA | 1-0102-AIFS-R008 | NA | See Spec | Contractor - Mech. | 0 | 100 | %
R | LV-R1224 | Bioreactor 3 Influent Open Channel Control Butterfly Gate | 1-0102-PPID-R105 | 1-0102-AGAD-R009 | NA | 1-0102-AIFS-R007 | NA | See Spec | Contractor - Mech. | 0 | 100 | %
R | LV-R1234 | Bioreactor 3 Influent Open Channel Level Control Butterfly Gate | 1-0102-PPID-R105 | 1-0102-AGAD-R009 | NA | 1-0102-AIFS-R007 | NA | See Spec | Contractor - Mech. | 0 | 100 | %
R | LV-R1301 | Mixed Liquor Channel Adjustable Upward Opening Baffle Gate | 1-0102-PPID-R107 | 1-0102-AGAD-R007 | NA | 1-0102-AIFS-R001-1 | NA | See Spec | Contractor - Mech. | 0 | 100 | %
R | LV-R1302 | Mixed Liquor Channel Adjustable Downward Opening Baffle Gate | 1-0102-PPID-R107 | 1-0102-AGAD-R007 | NA | 1-0102-AIFS-R001-1 | NA | See Spec | Contractor - Mech. | 0 | 100 | %
R | ME-R2002 | Blowers Air Intake Plenum Humidity Sensor | 1-0102-PPID-R201 | 1-0102-AGAD-R003 | 1-0102-AILD-R207 | NA | NA | See Spec | Contractor - I&C | 0 | 100 | % relative h.
R | MIT-R2002 | Blowers Air Intake Plenum Humidity Transmitter | 1-0102-PPID-R201 | 1-0102-AGAD-R003 | 1-0102-AILD-R207 | NA | NA | See Spec | Contractor - I&C | 0 | 100 | % relative h.
R | PDG-R2011 | Blower B-R201 Intake 1 Pressure Differential Gauge | 1-0102-PPID-R201 | NA | NA | NA | 1-0102-ADTL-A008 | A-0102-ADTS-R204 | Contractor - I&C | 0 | 4 | kPa
R | PDG-R2012 | Blower B-R201 Intake 2 Pressure Differential Gauge | 1-0102-PPID-R201 | NA | NA | NA | 1-0102-ADTL-A008 | A-0102-ADTS-R204 | Contractor - I&C | 0 | 4 | kPa
R | PDG-R2021 | Blower B-R202 Intake 1 Pressure Differential Gauge | 1-0102-PPID-R201 | NA | NA | NA | 1-0102-ADTL-A008 | A-0102-ADTS-R204 | Contractor - I&C | 0 | 4 | kPa
R | PDG-R2022 | Blower B-R202 Intake 2 Pressure Differential Gauge | 1-0102-PPID-R201 | NA | NA | NA | 1-0102-ADTL-A008 | A-0102-ADTS-R204 | Contractor - I&C | 0 | 4 | kPa
R | PDG-R2031 | Blower B-R203 Intake 1 Pressure Differential Gauge | 1-0102-PPID-R202 | NA | NA | NA | 1-0102-ADTL-A008 | A-0102-ADTS-R204 | Contractor - I&C | 0 | 4 | kPa
R | PDG-R2032 | Blower B-R203 Intake 2 Pressure Differential Gauge | 1-0102-PPID-R202 | NA | NA | NA | 1-0102-ADTL-A008 | A-0102-ADTS-R204 | Contractor - I&C | 0 | 4 | kPa
R | PDG-R2041 | Blower B-R204 Intake 1 Pressure Differential Gauge | 1-0102-PPID-R202 | NA | NA | NA | 1-0102-ADTL-A008 | A-0102-ADTS-R204 | Contractor - I&C | 0 | 4 | kPa
R | PDG-R2042 | Blower B-R204 Intake 2 Pressure Differential Gauge | 1-0102-PPID-R202 | NA | NA | NA | 1-0102-ADTL-A008 | A-0102-ADTS-R204 | Contractor - I&C | 0 | 4 | kPa
R | PDG-R2051 | Blower B-R205 Intake 1 Pressure Differential Gauge | 1-0102-PPID-R203 | NA | NA | NA | 1-0102-ADTL-A008 | A-0102-ADTS-R204 | Contractor - I&C | 0 | 4 | kPa
R | PDG-R2052 | Blower B-R205 Intake 2 Pressure Differential Gauge | 1-0102-PPID-R203 | NA | NA | NA | 1-0102-ADTL-A008 | A-0102-ADTS-R204 | Contractor - I&C | 0 | 4 | kPa
R | PDG-R2061 | Blower B-R206 Intake 1 Pressure Differential Gauge | 1-0102-PPID-R203 | NA | NA | NA | 1-0102-ADTL-A008 | A-0102-ADTS-R204 | Contractor - I&C | 0 | 4 | kPa
R | PDG-R2062 | Blower B-R206 Intake 2 Pressure Differential Gauge | 1-0102-PPID-R203 | NA | NA | NA | 1-0102-ADTL-A008 | A-0102-ADTS-R204 | Contractor - I&C | 0 | 4 | kPa
R | PDT-R6103 | AHU-R610 Filter Differential Pressure Transmitter | 1-0102-PPID-R603 | NA | 1-0102-AILD-R610 | NA | NA | NA | AHU Vendor | By Vendor | By Vendor | By Vendor | Part of Packaged unit
R | PDT-R6203 | AHU-R620 Filter Differential Pressure Transmitter | 1-0102-PPID-R604 | NA | 1-0102-AILD-R620 | NA | NA | NA | AHU Vendor | By Vendor | By Vendor | By Vendor | Part of Packaged unit
R | PDT-R6402 | AHU-R630 Pre Filter Differential Pressure Transmitter | 1-0102-PPID-R605 | NA | 1-0102-AILD-R630 | NA | NA | NA | AHU Vendor | By Vendor | By Vendor | By Vendor | Part of Packaged unit
R | PDT-R6403 | AHU-R630 Post Filter Differential Pressure Transmitter | 1-0102-PPID-R605 | NA | 1-0102-AILD-R630 | NA | NA | NA | AHU Vendor | By Vendor | By Vendor | By Vendor | Part of Packaged unit
R | PDT-R6404 | AHU-R630 Final Filter Differential Pressure Transmitter | 1-0102-PPID-R605 | NA | 1-0102-AILD-R630 | NA | NA | NA | AHU Vendor | By Vendor | By Vendor | By Vendor | Part of Packaged unit
R | PG-R1401 | Process Drain Pump P-R140 Suction Pressure Gauge | 1-0102-PPID-R103 | NA | NA | NA | 1-0102-ADTL-A008 | A-0102-ADTS-R114 | Contractor - I&C | 0 | 120 | kPa
R | PG-R1402 | Process Drain Pump P-R140 Discharge Pressure Gauge | 1-0102-PPID-R103 | NA | NA | NA | 1-0102-ADTL-A008 | A-0102-ADTS-R114 | Contractor - I&C | 0 | 300 | kPa
R | PG-R2091 | Blower Header Pressure Gauge | 1-0102-PPID-R201 | NA | NA | NA | 1-0102-ADTL-A008 | A-0102-ADTS-R202 | Contractor - I&C | 0 | 160 | kPa
R | PG-R3011 | WAS Feed Pump P-R301 Intake Pressure Gauge | 1-0102-PPID-R301 | NA | NA | NA | 1-0102-ADTL-A008 | A-0102-ADTS-R302 | Contractor - I&C | 0 | 100 | kPa
R | PG-R3012 | WAS Feed Pump P-R301 Discharge Pressure Gauge | 1-0102-PPID-R301 | NA | NA | NA | 1-0102-ADTL-A008 | A-0102-ADTS-R302 | Contractor - I&C | 0 | 600 | kPa
R | PG-R3021 | WAS Feed Pump P-R302 Intake Pressure Gauge | 1-0102-PPID-R301 | NA | NA | NA | 1-0102-ADTL-A008 | A-0102-ADTS-R302 | Contractor - I&C | 0 | 100 | kPa
R | PG-R3022 | WAS Feed Pump P-R302 Discharge Pressure Gauge | 1-0102-PPID-R301 | NA | NA | NA | 1-0102-ADTL-A008 | A-0102-ADTS-R302 | Contractor - I&C | 0 | 600 | kPa
R | PG-R3031 | WAS Feed Pump P-R303 Intake Pressure Gauge | 1-0102-PPID-R301 | NA | NA | NA | 1-0102-ADTL-A008 | A-0102-ADTS-R302 | Contractor - I&C | 0 | 100 | kPa
R | PG-R3032 | WAS Feed Pump P-R303 Discharge Pressure Gauge | 1-0102-PPID-R301 | NA | NA | NA | 1-0102-ADTL-A008 | A-0102-ADTS-R302 | Contractor - I&C | 0 | 600 | kPa
R | PG-R3042 | WAS Mixing Pump P-R304 Discharge Pressure Gauge | 1-0102-PPID-R301 | NA | NA | NA | 1-0102-ADTL-A008 | A-0102-ADTS-R302 | Contractor - I&C | 0 | 250 | kPa
R | PIT-R2091 | Blower Header Pressure Transmitter | 1-0102-PPID-R201 | 1-0102-AGAD-R003 | NA | NA | 1-0102-ADTL-A008 | A-0102-ADTS-R203 | Contractor - I&C | 0 | 150 | kPa
R | PSH-R3012 | WAS Feed Pump P-R301 Discharge High Pressure Switch | 1-0102-PPID-R301 | 1-0102-AGAD-R004 | 1-0102-AILD-R301 | NA | 1-0102-ADTL-A008 | A-0102-ADTS-R303 | Contractor - I&C | 0 | 350 | kPa
R | PSH-R3022 | WAS Feed Pump P-R302 Discharge High Pressure Switch | 1-0102-PPID-R301 | 1-0102-AGAD-R004 | 1-0102-AILD-R301 | NA | 1-0102-ADTL-A008 | A-0102-ADTS-R303 | Contractor - I&C | 0 | 350 | kPa
R | PSH-R3032 | WAS Feed Pump P-R303 Discharge High Pressure Switch | 1-0102-PPID-R301 | 1-0102-AGAD-R004 | 1-0102-AILD-R301 | NA | 1-0102-ADTL-A008 | A-0102-ADTS-R303 | Contractor - I&C | 0 | 350 | kPa
R | TE-R2001 | Blowers Air Intake Plenum Temperature Sensor | 1-0102-PPID-R201 | 1-0102-AGAD-R003 | 1-0102-AILD-R207 | NA | NA | A-0102-ADTS-R201 | Contractor - I&C | NA | NA | NA
R | TG-R2092 | Blower Header Temperature Gauge | 1-0102-PPID-R201 | NA | NA | NA | 1-0102-ADTL-A004 | See Spec | Contractor - I&C | By Contractor | By Contractor | By Contractor | -
R | TG-R6202-1 | HC-R610 Supply Temperature Gauge | 1-0102-PPID-R603 | NA | NA | NA | 1-0102-ADTL-A004 | See Spec | Contractor - I&C | By Contractor | By Contractor | By Contractor | -
R | TG-R6202-2 | HC-R610 Return Temperature Gauge | 1-0102-PPID-R603 | NA | NA | NA | 1-0102-ADTL-A004 | See Spec | Contractor - I&C | By Contractor | By Contractor | By Contractor | -
R | TIT-R2001 | Air Intake Plenum Temperature Transmitter | 1-0102-PPID-R201 | 1-0102-AGAD-R003 | 1-0102-AILD-R207 | NA | 1-0102-ADTL-A004 | A-0102-ADTS-R201 | Contractor - I&C | -40 | 40 | ° C | -
R | TSL-R6241 | Blower Room North Temperature Switch | 1-0102-PPID-R607 | 1-0102-AGAD-R003 | 1-0102-AILD-R621 | NA | 1-0102-ADTL-A004 | See Spec | Contractor - I&C | NA | NA | NA | -
R | TSL-R6251 | Blower Room South Temperature Switch | 1-0102-PPID-R607 | 1-0102-AGAD-R003 | 1-0102-AILD-R621 | NA | 1-0102-ADTL-A004 | See Spec | Contractor - I&C | NA | NA | NA | -
R | TSL-R6541 | Mechanical Room Temperature Switch | 1-0102-PPID-R608 | 1-0102-AGAD-R002 | 1-0102-AILD-R651 | NA | 1-0102-ADTL-A004 | See Spec | Contractor - I&C | NA | NA | NA | -
R | TT-R6104 | AHU-R610 Intake Air Temperature Transmitter | 1-0102-PPID-R603 | NA | 1-0102-AILD-R610 | NA | NA | NA | AHU Vendor | By Vendor | By Vendor | ° C | Part of Packaged unit
R | TT-R6106 | AHU-R610 Discharge Air Temperature Transmitter | 1-0102-PPID-R603 | NA | 1-0102-AILD-R610 | NA | NA | NA | AHU Vendor | By Vendor | By Vendor | ° C | Part of Packaged unit
R | TT-R6131 | Pipe Gallery No. 8 Temperature Transmitter | 1-0102-PPID-R606 | 1-0102-AGAD-R004 | 1-0102-AILD-R614 | NA | 1-0102-ADTL-A004 | A-0102-ADTS-R604 | Contractor - I&C | 0 | 50 | ° C | -
R | TT-R6141 | Pipe Gallery No. 8A Temperature Transmitter | 1-0102-PPID-R606 | 1-0102-AGAD-R004 | 1-0102-AILD-R614 | NA | 1-0102-ADTL-A004 | A-0102-ADTS-R604 | Contractor - I&C | 0 | 50 | ° C | -
R | TT-R6151 | Was Pump Room Temprature Transmitter | 1-0102-PPID-R606 | 1-0102-AGAD-R004 | 1-0102-AILD-R614 | NA | 1-0102-ADTL-A004 | A-0102-ADTS-R604 | Contractor - I&C | 0 | 50 | ° C | -
R | TT-R6202 | AHU-R620 Discharge Air Temperature Transmitter | 1-0102-PPID-R604 | NA | 1-0102-AILD-R620 | NA | NA | NA | AHU Vendor | By Vendor | By Vendor | ° C | Part of Packaged unit
R | TT-R6207 | Outdoor Air Temperature Transmitter | 1-0102-PPID-R604 | 1-0102-AGAD-R002 | 1-0102-AILD-R622 | NA | 1-0102-ADTL-A004 | A-0102-ADTS-R605 | Contractor - I&C | -50 | 50 | ° C
R | TT-R6242 | Blower Room North Temperature Transmitter | 1-0102-PPID-R607 | 1-0102-AGAD-R003 | 1-0102-AILD-R621 | NA | 1-0102-ADTL-A004 | A-0102-ADTS-R604 | Contractor - I&C | 0 | 50 | ° C | -
R | TT-R6252 | Blower Room South Temperature Transmitter | 1-0102-PPID-R607 | 1-0102-AGAD-R003 | 1-0102-AILD-R621 | NA | 1-0102-ADTL-A004 | A-0102-ADTS-R604 | Contractor - I&C | 0 | 50 | ° C | -
R | TT-R6406 | Electrical Room Temperature Transmitter | 1-0102-PPID-R605 | 1-0102-EGAD-R001 | 1-0102-AILD-R641 | NA | 1-0102-ADTL-A004 | See Spec | Contractor - I&C | 4 | 32 | ° C | -
R | TT-R6407 | Control Room Temperature Transmitter | 1-0102-PPID-R605 | 1-0102-AGAD-R001 | 1-0102-AILD-R641 | NA | 1-0102-ADTL-A004 | See Spec | Contractor - I&C | 4 | 32 | ° C | -
R | TT-R6408 | Automation Room Temperature Transmitter | 1-0102-PPID-R605 | 1-0102-AGAD-R001 | 1-0102-AILD-R641 | NA | 1-0102-ADTL-A004 | See Spec | Contractor - I&C | 4 | 32 | ° C | -
R | TT-R6542 | Mechanical Room Temperature Transmitter | 1-0102-PPID-R608 | 1-0102-AGAD-R002 | 1-0102-AILD-R651 | NA | 1-0102-ADTL-A004 | A-0102-ADTS-R604 | Contractor - I&C | 0 | 50 | ° C | -
R | TV-R6202 | Heat Reclaim Valve | 1-0102-PPID-R604 | 1-0102-AGAD-R002 | 1-0102-AILD-R622 | NA | NA | See Spec | Contractor - Mech. | 0 | 100 | % | -
R | XS-R9711 | Pipe Gallery No. 8A Motion Detector | 1-0102-PPID-R901 | 1-0102-AGAD-R006 | 1-0102-AILD-R906 | NA | NA | See Spec | Contractor - I&C | NA | NA | NA | -
R | XS-R9712 | Pipe Gallery No. 8 Motion Detector | 1-0102-PPID-R901 | 1-0102-AGAD-R006 | 1-0102-AILD-R904 | NA | NA | See Spec | Contractor - I&C | NA | NA | NA | -
R | XS-R9721 | Pipe Gallery No. 5B Motion Detector | 1-0102-PPID-R901 | 1-0102-AGAD-R004 | 1-0102-AILD-R904 | NA | NA | See Spec | Contractor - I&C | NA | NA | NA | -
R | XV-R1022 | Bioreactor 1 AE-R1022 Cleaning Solenoid Valve | 1-0102-PPID-R109 | 1-0102-AGAD-R007 | 1-0102-AILD-R101-2 | NA | NA | See Spec | Contractor - Mech. | NA | NA | NA | -
R | XV-R1032 | Bioreactor 1 AE-R1032 Cleaning Solenoid Valve | 1-0102-PPID-R109 | 1-0102-AGAD-R007 | 1-0102-AILD-R101-2 | NA | NA | See Spec | Contractor - Mech. | NA | NA | NA | -
R | XV-R1041-1 | Bioreactor 1 AE-R1041-1, R1042-1 & R1043-1 Cleaning Air Solenoid Valve | 1-0102-PPID-R109 | 1-0102-AGAD-R007 | 1-0102-AILD-R101-2 | NA | NA | See Spec | Contractor - Mech. | NA | NA | NA | -
R | XV-R1041-2 | Bioreactor 1 AE-R1042-1, R1042-2 & R1043-2 Cleaning Air Solenoid Valve | 1-0102-PPID-R109 | 1-0102-AGAD-R007 | 1-0102-AILD-R102-2 | NA | NA | See Spec | Contractor - Mech. | NA | NA | NA | -
R | XV-R1046 | Bioreactor 1 IFAS Distrbution Channel Aeration Valve | 1-0102-PPID-R102 | 1-0102-AGAD-R002 | NA | 1-0102-AIFS-R003 | NA | See Spec | Contractor - Mech. | NA | NA | NA | -
R | XV-R1048 | Bioreactor 1 Aerobic IFAS Zone Media Screen Scouring Valve | 1-0102-PPID-R102 | 1-0102-AGAD-R002 | NA | 1-0102-AIFS-R003 | NA | See Spec | Contractor - Mech. | NA | NA | NA | -
R | XV-R1049 | Bioreactor 1 Aerobic IFAS Zone Spray Nozzle Valve | 1-0102-PPID-R102 | 1-0102-AGAD-R007 | NA | 1-0102-AIFS-R001-1 | NA | See Spec | Contractor - Mech. | NA | NA | NA | -
R | XV-R1051 | Bioreactor 1 AE-R1051 Cleaning Air Solenoid Valve | 1-0102-PPID-R109 | 1-0102-AGAD-R007 | 1-0102-AILD-R102-2 | NA | NA | See Spec | Contractor - Mech. | NA | NA | NA | -
R | XV-R1052 | Bioreactor 1 AE-R1052 Cleaning Air Solenoid Valve | 1-0102-PPID-R109 | 1-0102-AGAD-R007 | 1-0102-AILD-R102-2 | NA | NA | See Spec | Contractor - Mech. | NA | NA | NA | -
R | XV-R1122 | Bioreactor 2 AE-R1122 Cleaning Air Solenoid Valve | 1-0102-PPID-R109 | 1-0102-AGAD-R008 | 1-0102-AILD-R111-2 | NA | NA | See Spec | Contractor - Mech. | NA | NA | NA | -
R | XV-R1132 | Bioreactor 2 AE-R1132 Cleaning Air Solenoid Valve | 1-0102-PPID-R109 | 1-0102-AGAD-R008 | 1-0102-AILD-R111-2 | NA | NA | See Spec | Contractor - Mech. | NA | NA | NA | -
R | XV-R1141-1 | Bioreactor 2 AE-R1141-1, R1142-1 & R1143-1 Cleaning Air Solenoid Valve | 1-0102-PPID-R109 | 1-0102-AGAD-R008 | 1-0102-AILD-R111-2 | NA | NA | See Spec | Contractor - Mech. | NA | NA | NA | -
R | XV-R1141-2 | Bioreactor 2 AE-R1142-1, R1142-2 & R1143-2 Cleaning Air Solenoid Valve | 1-0102-PPID-R109 | 1-0102-AGAD-R008 | 1-0102-AILD-R112-2 | NA | NA | See Spec | Contractor - Mech. | NA | NA | NA | -
R | XV-R1146 | Bioreactor 2 IFAS Distrbution Channel Aeration Valve | 1-0102-PPID-R104 | 1-0102-AGAD-R003 | NA | 1-0102-AIFS-R006 | NA | See Spec | Contractor - Mech. | NA | NA | NA | -
R | XV-R1148 | Bioreactor 2 Aerobic IFAS Zone Media Screen Scouring Valve | 1-0102-PPID-R104 | 1-0102-AGAD-R003 | NA | 1-0102-AIFS-R006 | NA | See Spec | Contractor - Mech. | NA | NA | NA | -
R | XV-R1149 | Bioreactor 2 Aerobic IFAS Zone Spray Nozzle Valve | 1-0102-PPID-R104 | 1-0102-AGAD-R008 | NA | 1-0102-AIFS-R004 | NA | See Spec | Contractor - Mech. | NA | NA | NA | -
R | XV-R1151 | Bioreactor 2 AE-R1151 Cleaning Air Solenoid Valve | 1-0102-PPID-R109 | 1-0102-AGAD-R008 | 1-0102-AILD-R112-2 | NA | NA | See Spec | Contractor - Mech. | NA | NA | NA | -
R | XV-R1152 | Bioreactor 2 AE-R1152 Cleaning Air Solenoid Valve | 1-0102-PPID-R109 | 1-0102-AGAD-R008 | 1-0102-AILD-R112-2 | NA | NA | See Spec | Contractor - Mech. | NA | NA | NA | -
R | XV-R1222 | Bioreactor 3 AE-R1222 Cleaning Air Solenoid Valve | 1-0102-PPID-R109 | 1-0102-AGAD-R009 | 1-0102-AILD-R121-2 | NA | NA | See Spec | Contractor - Mech. | NA | NA | NA | -
R | XV-R1232 | Bioreactor 3 AE-R1232 Cleaning Air Solenoid Valve | 1-0102-PPID-R109 | 1-0102-AGAD-R009 | 1-0102-AILD-R121-2 | NA | NA | See Spec | Contractor - Mech. | NA | NA | NA | -
R | XV-R1241-1 | Bioreactor 3 AE-R1241-1, R1242-1 & R1243-1 Cleaning Air Solenoid Valve | 1-0102-PPID-R109 | 1-0102-AGAD-R009 | 1-0102-AILD-R121-2 | NA | NA | See Spec | Contractor - Mech. | NA | NA | NA | -
R | XV-R1241-2 | Bioreactor 3 AE-R1242-1, R1042-2 & R1043-2 Cleaning Air Solenoid Valve | 1-0102-PPID-R109 | 1-0102-AGAD-R009 | 1-0102-AILD-R122-2 | NA | NA | See Spec | Contractor - Mech. | NA | NA | NA | -
R | XV-R1246 | Bioreactor 3 IFAS Distrbution Channel Aeration Valve | 1-0102-PPID-R106 | 1-0102-AGAD-R003 | NA | 1-0102-AIFS-R009 | NA | See Spec | Contractor - Mech. | NA | NA | NA | -
R | XV-R1248 | Bioreactor 3 Aerobic IFAS Zone Media Screen Scouring Valve | 1-0102-PPID-R106 | 1-0102-AGAD-R003 | NA | 1-0102-AIFS-R009 | NA | See Spec | Contractor - Mech. | NA | NA | NA | -
R | XV-R1249 | Bioreactor 3 Aerobic IFAS Zone Spray Nozzle Valve | 1-0102-PPID-R106 | 1-0102-AGAD-R009 | NA | 1-0102-AIFS-R007 | NA | See Spec | Contractor - Mech. | NA | NA | NA | -
R | XV-R1251 | Bioreactor 3 AE-R1251 Cleaning Air Solenoid Valve | 1-0102-PPID-R109 | 1-0102-AGAD-R009 | 1-0102-AILD-R122-2 | NA | NA | See Spec | Contractor - Mech. | NA | NA | NA | -
R | XV-R1252 | Bioreactor 3 AE-R1252 Cleaning Air Solenoid Valve | 1-0102-PPID-R109 | 1-0102-AGAD-R009 | 1-0102-AILD-R122-2 | NA | NA | See Spec | Contractor - Mech. | NA | NA | NA | -
R | XV-R1305 | Mixed Liquor Channel Aeration Valve | 1-0102-PPID-R107 | 1-0102-AGAD-R003 | NA | 1-0102-AIFS-R003-2 | NA | See Spec | Contractor - Mech. | NA | NA | NA | -
R | XV-R2001 | Hoar Frost Valve | 1-0102-PPID-R201 | 1-0102-AGAD-R003 | NA | 1-0102-AIFS-R001-2 | NA | See Spec | Contractor - Mech. | NA | NA | NA | -
R | XV-R2201 | Primary Effluent Channel Aeration Valve | 1-0102-PPID-R102 | 1-0102-AGAD-R002 | NA | 1-0102-AIFS-R003 | NA | See Spec | Contractor - Mech. | NA | NA | NA | -
R | XV-R2202 | RAS Channel Aeration Valve | 1-0102-PPID-R102 | 1-0102-AGAD-R002 | NA | 1-0102-AIFS-R003 | NA | See Spec | Contractor - Mech. | NA | NA | NA | -
R | XV-R3013 | WAS RDT Feed Pump P-R302 Direction Valve | 1-0102-PPID-R301 | 1-0102-AGAD-R004 | NA | 1-0102-AIFS-D004 | NA | See Spec | Contractor - Mech. | NA | NA | NA | -
R | XV-R3033 | WAS RDT Feed Pump P-R302 Direction Valve | 1-0102-PPID-R301 | 1-0102-AGAD-R004 | NA | 1-0102-AIFS-D004 | NA | See Spec | Contractor - Mech. | NA | NA | NA | -
R | XV-R3041 | WAS Mixing Pump P-R304 Recirculation Valve | 1-0102-PPID-R301 | 1-0102-AGAD-R004 | NA | 1-0102-AIFS-D004 | NA | See Spec | Contractor - Mech. | NA | NA | NA | -
R | XV-R6011 | Bioreactor Air Exhaust Fan EF-R601 Damper | 1-0102-PPID-R602 | 1-0102-AGAD-R007 | 1-0102-EMCL-R601 | NA | NA | See Spec | Contractor - Mech. | NA | NA | NA | -
R | XV-R6021 | Bioreactor Air Exhaust Fan EF-R602 Damper | 1-0102-PPID-R602 | 1-0102-AGAD-R007 | 1-0102-EMCL-R602 | NA | NA | See Spec | Contractor - Mech. | NA | NA | NA | -
R | XV-R6111 | Exhaust Fan EF-R611 Discharge Damper | 1-0102-PPID-R606 | 1-0102-AGAD-R004 | 1-0102-EMCL-R603 | NA | NA | See Spec | Contractor - Mech. | NA | NA | NA | -
R | XV-R6121 | Exhaust Fan EF-R612 Discharge Damper | 1-0102-PPID-R606 | 1-0102-AGAD-R003 | 1-0102-EMCL-R604 | NA | NA | See Spec | Contractor - Mech. | NA | NA | NA | -
R | XV-R6209 | Blower Room Outdoor Air Damper | 1-0102-PPID-R607 | 1-0102-AGAD-R003 | 1-0102-AILD-R623 | NA | NA | See Spec | Contractor - Mech. | NA | NA | NA | -
R | XV-R6211 | Blower Room Exhaust Fan EF-R621 Discharge Damper | 1-0102-PPID-R607 | 1-0102-AGAD-R003 | 1-0102-EMCL-R605 | NA | NA | See Spec | Contractor - Mech. | NA | NA | NA | -
R | XV-R6221 | Blower Room Exhaust Fan EF-R622 Discharge Damper | 1-0102-PPID-R607 | 1-0102-AGAD-R003 | 1-0102-EMCL-R606 | NA | NA | See Spec | Contractor - Mech. | NA | NA | NA | -
R | XV-R6231 | Blower Room Exhaust Fan EF-R623 Discharge Damper | 1-0102-PPID-R607 | 1-0102-AGAD-R003 | 1-0102-EMCL-R607 | NA | NA | See Spec | Contractor - Mech. | NA | NA | NA | -
R | XV-R6511 | Mechanical Room Exhaust Fan EF-R651 Discharge Damper | 1-0102-PPID-R608 | 1-0102-AGAD-R002 |  | NA | NA | See Spec | Contractor - Mech. | NA | NA | NA | -
R | XV-R6512 | Mechanical Room Intake Damper | 1-0102-PPID-R608 | 1-0102-AGAD-R002 |  | NA | NA | See Spec | Contractor - Mech. | NA | NA | NA | -
R | ZSC-R9631 | Electrical Room South Door Switch | 1-0102-PPID-R901 | 1-0102-EGAD-R001 | 1-0102-AILD-R901 | NA | 1-0102-ADTL-A006 | See Spec | Contractor - I&C | NA | NA | NA | -
R | ZSC-R9632 | Electrical Room East Exterior Door Switch | 1-0102-PPID-R901 | 1-0102-EGAD-R001 | 1-0102-AILD-R901 | NA | 1-0102-ADTL-A006 | See Spec | Contractor - I&C | NA | NA | NA | -
R | ZSC-R9633 | Electrical Room East Door Switch | 1-0102-PPID-R901 | 1-0102-EGAD-R001 | 1-0102-AILD-R901 | NA | 1-0102-ADTL-A006 | See Spec | Contractor - I&C | NA | NA | NA | -
R | ZSC-R9641 | Mechanical Room East Exterior Door Switch | 1-0102-PPID-R901 | 1-0102-AGAD-R002 | 1-0102-AILD-R901 | NA | 1-0102-ADTL-A006 | See Spec | Contractor - I&C | NA | NA | NA | -
R | ZSC-R9651 | Vestibule East Exterior Roor Switch | 1-0102-PPID-R901 | 1-0102-AGAD-R001 | 1-0102-AILD-R901 | NA | 1-0102-ADTL-A006 | See Spec | Contractor - I&C | NA | NA | NA | -
R | ZSC-R9661 | Stairwell North Exterior Door Switch | 1-0102-PPID-R901 | 1-0102-AGAD-R001 | 1-0102-AILD-R902 | NA | 1-0102-ADTL-A006 | See Spec | Contractor - I&C | NA | NA | NA | -
R | ZSC-R9662 | Stairwell West Exterior Door Switch | 1-0102-PPID-R901 | 1-0102-AGAD-R001 | 1-0102-AILD-R902 | NA | 1-0102-ADTL-A006 | See Spec | Contractor - I&C | NA | NA | NA | -
R | ZSC-R9671 | Stairwell South Exterior Door Switch | 1-0102-PPID-R901 | 1-0102-AGAD-R003 | 1-0102-AILD-R902 | NA | 1-0102-ADTL-A006 | See Spec | Contractor - I&C | NA | NA | NA | -
R | ZSC-R9672 | Stairwell West Exterior Door Switch | 1-0102-PPID-R901 | 1-0102-AGAD-R003 | 1-0102-AILD-R902 | NA | 1-0102-ADTL-A006 | See Spec | Contractor - I&C | NA | NA | NA | -
R | ZSC-R9681 | Blower Room Southeast Exterior Door Switch | 1-0102-PPID-R901 | 1-0102-AGAD-R003 | 1-0102-AILD-R903 | NA | 1-0102-ADTL-A006 | See Spec | Contractor - I&C | NA | NA | NA | -
R | ZSC-R9682 | Blower Room Ovethead Exterior Door Switch | 1-0102-PPID-R901 | 1-0102-AGAD-R003 | 1-0102-AILD-R903 | NA | 1-0102-ADTL-A006 | See Spec | Contractor - I&C | NA | NA | NA | -
R | ZSC-R9683 | Blower Room Northeast Exterior Door Switch | 1-0102-PPID-R901 | 1-0102-AGAD-R003 | 1-0102-AILD-R903 | NA | 1-0102-ADTL-A006 | See Spec | Contractor - I&C | NA | NA | NA | -
R | ZSC-R9691 | Control Room Door Switch | 1-0102-PPID-R901 | 1-0102-AGAD-R001 | 1-0102-AILD-R903 | NA | 1-0102-ADTL-A006 | See Spec | Contractor - I&C | NA | NA | NA | -
R | ZSC-R9692 | Automation Room Door Switch | 1-0102-PPID-R901 | 1-0102-AGAD-R001 | 1-0102-AILD-R903 | NA | 1-0102-ADTL-A006 | See Spec | Contractor - I&C | NA | NA | NA | -
S | AAH-S5960-1 | Secondary Clarifier Mechanical Platform Gas Detection Strobe | 1-0102-PPID-S901 | SEP-473 | 1-0102-AILD-S521 | NA | NA | See Spec. | Contractor - I&C | NA | NA | NA
S | AAH-S5960-2 | Secondary Clarifier Mechanical Platform Gas Detection Horn | 1-0102-PPID-S901 | SEP-473 | 1-0102-AILD-S521 | NA | NA | See Spec. | Contractor - I&C | NA | NA | NA
S | AAH-S5960-3 | Secondary Clarifier Fan Room Gas Detection Strobe | 1-0102-PPID-S901 | SEP-473 | 1-0102-AILD-S521 | NA | NA | See Spec. | Contractor - I&C | NA | NA | NA
S | AE-S5961 | Secondary Clarifier Exhaust Air Plenum Methane Gas Sensor | 1-0102-PPID-S901 | SEP-473 | 1-0102-AILD-S520 | NA | 1-0102-ADTL-A007 | See Spec. | Contractor - I&C | NA | NA | NA
S | AE-S5962 | Secondary Clarifier Exhaust Air Plenum Diffuser Methane Gas Sensor | 1-0102-PPID-S901 | SEP-473 | 1-0102-AILD-S520 | NA | 1-0102-ADTL-A007 | See Spec. | Contractor - I&C | NA | NA | NA
S | AIT-S5961 | Secondary Clarifier Exhaust Air Plenum Methane Gas Detector | 1-0102-PPID-S901 | SEP-473 | 1-0102-AILD-S520 | NA | 1-0102-ADTL-A007 | See Spec. | Contractor - I&C | 0 | 100 | %LEL
S | AIT-S5962 | Secondary Clarifier Exhaust Air Plenum Diffuser Methane Gas Detector | 1-0102-PPID-S901 | SEP-473 | 1-0102-AILD-S520 | NA | 1-0102-ADTL-A007 | See Spec. | Contractor - I&C | 0 | 100 | %LEL
S | FE-S1421 | Secondary Clarifier 4 Influent Channel Flow Tube | 1-0102-PPID-S105 | 1-0102-AGAD-S012 | 1-0102-AILD-S141 | 1-0102-AIFS-S001-001 | 1-0102-ADTL-A003 | A-0102-ADTS-S101 | Contractor - I&C | NA | NA | NA
S | FE-S1521 | Secondary Clarifier 5 Influent Channel Flow Tube | 1-0102-PPID-S106 | 1-0102-AGAD-S011 | 1-0102-AILD-S151 | 1-0102-AIFS-S002 | 1-0102-ADTL-A003 | A-0102-ADTS-S102 | Contractor - I&C | NA | NA | NA
S | FE-S2165 | RAS Pump P-S216 Discharge Flow Sensor | 1-0102-PPID-S204 | SEP-476 | 1-0102-AILD-S201 | 1-0102-AIFS-S001-001 | 1-0102-ADTL-A003 | A-0102-ADTS-S201 | Contractor - I&C | NA | NA | NA
S | FE-S2175 | RAS Pump P-S217 Discharge Flow Sensor | 1-0102-PPID-S205 | 1-0102-AGAD-S011 | 1-0102-AILD-S202 | 1-0102-AIFS-S002-001 | 1-0102-ADTL-A003 | A-0102-ADTS-S201 | Contractor - I&C | NA | NA | NA
S | FE-S2185 | RAS Pump P-S218 Discharge Flow Sensor | 1-0102-PPID-S205 | 1-0102-AGAD-S011 | 1-0102-AILD-S203 | 1-0102-AIFS-S001-001 | 1-0102-ADTL-A003 | A-0102-ADTS-S201 | Contractor - I&C | NA | NA | NA
S | FE-S5402 | Effluent Channel Sample Flow Sensor | 1-0102-PPID-S107 | 1-0102-AGAD-S010 | 1-0102-AILD-S541 | NA | NA | See Spec | Contractor - I&C | NA | NA | NA
S | FE-S6312 | Pump Room Exhaust Fan EF-S631 Air Flow Sensor | 1-0102-PPID-S625 | 1-0102-AGAD-S011 | 1-0102-AILD-S631 | NA | 1-0102-ADTL-A003 | A-0102-ADTS-S602 | Contractor - I&C | NA | NA | NA
S | FE-S6322 | Pump Room Exhaust Fan EF-S632 Air Flow Sensor | 1-0102-PPID-S625 | 1-0102-AGAD-S011 | 1-0102-AILD-S631 | NA | 1-0102-ADTL-A003 | A-0102-ADTS-S602 | Contractor - I&C | NA | NA | NA
S | FE-S6508 | AHU-S640 Intake Flow Sensor | 1-0102-PPID-S623 | 1-0102-AGAD-S010 | 1-0102-AILD-S652 | NA | 1-0102-ADTL-A003 | A-0102-ADTS-S601 | Contractor - I&C | NA | NA | NA
S | FE-S6512 | Walkway A And Gallery 3A Exhaust Fan Air Flow Element | 1-0102-PPID-S626 | 1-0102-AGAD-S016 | 1-0102-AILD-S653 | NA | 1-0102-ADTL-A003 | A-0102-ADTS-S603 | Contractor - I&C | NA | NA | NA
S | FIT-S1421 | Secondary Clarifier 4 Influent Channel Flow Transmitter | 1-0102-PPID-S105 | 1-0102-AGAD-S012 | 1-0102-AILD-S141 | 1-0102-AIFS-S001-001 | 1-0102-ADTL-A003 | A-0102-ADTS-S101 | Contractor - I&C | 0 | 90 | ML/d
S | FIT-S1521 | Secondary Clarifier 5 Influent Channel Flow Transmitter | 1-0102-PPID-S106 | 1-0102-AGAD-S011 | 1-0102-AILD-S151 | 1-0102-AIFS-S002 | 1-0102-ADTL-A003 | A-0102-ADTS-S102 | Contractor - I&C | 0 | 90 | ML/d
S | FIT-S2165 | RAS Pump P-S216 Discharge Flow Transmitter | 1-0102-PPID-S204 | SEP-476 | 1-0102-AILD-S201 | 1-0102-AIFS-S001-001 | 1-0102-ADTL-A003 | A-0102-ADTS-S201 | Contractor - I&C | 0 | 30 | ML/d
S | FIT-S2175 | RAS Pump P-S217 Discharge Flow Transmitter | 1-0102-PPID-S205 | 1-0102-AGAD-S011 | 1-0102-AILD-S202 | 1-0102-AIFS-S001-001 | 1-0102-ADTL-A003 | A-0102-ADTS-S201 | Contractor - I&C | 0 | 30 | ML/d
S | FIT-S2185 | RAS Pump P-S218 Discharge Flow Transmitter | 1-0102-PPID-S205 | 1-0102-AGAD-S011 | 1-0102-AILD-S203 | 1-0102-AIFS-S002 | 1-0102-ADTL-A003 | A-0102-ADTS-S201 | Contractor - I&C | 0 | 30 | ML/d
S | FIT-S6312 | Pump Room Exhaust Fan EF-S631 Air Flow Transmitter | 1-0102-PPID-S625 | 1-0102-AGAD-S011 | 1-0102-AILD-S631 | NA | 1-0102-ADTL-A003 | A-0102-ADTS-S602 | Contractor - I&C | 0 | 1476 | L/s
S | FIT-S6322 | Pump Room Exhaust Fan EF-S632 Air Flow Transmitter | 1-0102-PPID-S625 | 1-0102-AGAD-S011 | 1-0102-AILD-S631 | NA | 1-0102-ADTL-A003 | A-0102-ADTS-S602 | Contractor - I&C | 0 | 1476 | L/s
S | FIT-S6508 | AHU-S640 Intake Flow Transmitter | 1-0102-PPID-S623 | 1-0102-AGAD-S010 | 1-0102-AILD-S652 | NA | 1-0102-ADTL-A003 | A-0102-ADTS-S601 | Contractor - I&C | 0 | 283 | L/s
S | FIT-S6512 | Walkway A And Gallery 3A Exhaust Fan Air Flow Transmitter | 1-0102-PPID-S626 | 1-0102-AGAD-S016 | 1-0102-AILD-S653 | NA | 1-0102-ADTL-A003 | A-0102-ADTS-S603 | Contractor - I&C | 0 | 2891 | L/s
S | FSL-S5402 | Effluent Channel Sample Flow Switch | 1-0102-PPID-S107 | 1-0102-AGAD-S010 | 1-0102-AILD-S541 | NA | NA | See Spec | Contractor - I&C | NA | NA | NA
S | FSL-S6643 | Flushing Water Heat Exchanger HE-S663 Flow Switch | 1-0102-PPID-S627 | 1-0102-AGAD-S010 | 1-0102-EMCL-S651 | NA | NA | See Spec | Contractor - I&C | NA | NA | NA
S | FT-S6305-1 | AHU-S630 Flow Transmitter 1 | 1-0102-PPID-S622 | NA | 1-0102-AILD-S630 | NA | NA | NA | AHU Vendor | By Vendor | By Vendor | By Vendor | Part of Packaged unit
S | FT-S6305-2 | AHU-S630 Flow Transmitter 2 | 1-0102-PPID-S622 | NA | 1-0102-AILD-S630 | NA | NA | NA | AHU Vendor | By Vendor | By Vendor | By Vendor | Part of Packaged unit
S | FT-S6305-3 | AHU-S630 Flow Transmitter 3 | 1-0102-PPID-S622 | NA | 1-0102-AILD-S630 | NA | NA | NA | AHU Vendor | By Vendor | By Vendor | By Vendor | Part of Packaged unit
S | FT-S6305-4 | AHU-S630 Flow Transmitter 4 | 1-0102-PPID-S622 | NA | 1-0102-AILD-S630 | NA | NA | NA | AHU Vendor | By Vendor | By Vendor | By Vendor | Part of Packaged unit
S | FT-S6405 | AHU-S640 Flow Transmitter | 1-0102-PPID-S624 | NA | 1-0102-AILD-S640 | NA | NA | NA | AHU Vendor | By Vendor | By Vendor | By Vendor | Part of Packaged unit
S | FT-S6505-1 | AHU-S650 Flow Transmitter 1 | 1-0102-PPID-S623 | NA | 1-0102-AILD-S650 | NA | NA | NA | AHU Vendor | By Vendor | By Vendor | By Vendor | Part of Packaged unit
S | FT-S6505-2 | AHU-S650 Flow Transmitter 2 | 1-0102-PPID-S623 | NA | 1-0102-AILD-S650 | NA | NA | NA | AHU Vendor | By Vendor | By Vendor | By Vendor | Part of Packaged unit
S | FT-S6505-3 | AHU-S650 Flow Transmitter 3 | 1-0102-PPID-S623 | NA | 1-0102-AILD-S650 | NA | NA | NA | AHU Vendor | By Vendor | By Vendor | By Vendor | Part of Packaged unit
S | FT-S6505-4 | AHU-S650 Flow Transmitter 4 | 1-0102-PPID-S623 | NA | 1-0102-AILD-S650 | NA | NA | NA | AHU Vendor | By Vendor | By Vendor | By Vendor | Part of Packaged unit
S | FV-S1421 | Secondary Clarifier 4 Influent Channel Flow Valve | 1-0102-PPID-S105 | 1-0102-AGAD-S012 | NA | 1-0102-AIFS-S001-001 | NA | See Spec | Contractor - Mech. | 0 | 100 | %
S | FV-S1521 | Secondary Clarifier 5 Influent Channel Flow Valve | 1-0102-PPID-S106 | 1-0102-AGAD-S011 | NA | 1-0102-AIFS-S002 | NA | See Spec | Contractor - Mech. | 0 | 100 | %
S | FV-S6508 | AHU-S640 Intake Flow Valve | 1-0102-PPID-S623 | 1-0102-AGAD-S010 | 1-0102-AILD-S651 | NA | NA | See Spec | Contractor - I&C | 0 | 100 | % | -
S | LC-S5841 | Storage Room Sump Pit Level Controller | 1-0102-PPID-S511 | 1-0102-AGAD-S012 | 1-0102-EMCL-S526/S527 | NA | 1-0102-ADTL-A005 | See Spec | Contractor - I&C | NA | NA | NA | -
S | LC-S5861 | Pump Room Sump Pit Level Controller | 1-0102-PPID-S511 | 1-0102-AGAD-S011 | 1-0102-EMCL-S528/S529 | NA | 1-0102-ADTL-A005 | See Spec | Contractor - I&C | NA | NA | NA | -
S | LC-S5881 | Mechanical Room Sump Pit Level Controller | 1-0102-PPID-S511 | 1-0102-AGAD-S010 | 1-0102-EMCL-S530/S531 | NA | 1-0102-ADTL-A005 | See Spec | Contractor - I&C | NA | NA | NA | -
S | LC-S5951 | Sump Pump Area Sump Pit Level Controller | 1-0102-PPID-S508 | 1-0102-AGAD-S010 | 1-0102-EMCL-S532 | NA | 1-0102-ADTL-A005 | See Spec | Contractor - I&C | NA | NA | NA | -
S | LE-S1101 | Clarifier 1 Tank TK-S110 Sludge Blanket Level Element | 1-0102-PPID-S102 | SEP-473 | 1-0102-AILD-S112 | NA | See Vendor Details | See Spec | Contractor - I&C | NA | NA | NA
S | LE-S1201 | Clarifier 2 Tank TK-S120 Sludge Blanket Level Element | 1-0102-PPID-S103 | SEP-473 | 1-0102-AILD-S122 | NA | See Vendor Details | See Spec | Contractor - I&C | NA | NA | NA
S | LE-S1401 | Clarifier 4 Tank TK-S140 Sludge Blanket Level Element | 1-0102-PPID-S105 | 1-0102-AGAD-S013 | 1-0102-AILD-S142 | 1-0102-AIFS-S001-001 | See Vendor Details | See Spec | Contractor - I&C | NA | NA | NA
S | LE-S1501 | Clarifier 5 Tank TK-S150 Sludge Blanket Level Element | 1-0102-PPID-S106 | 1-0102-AGAD-S014 | 1-0102-AILD-S152 | 1-0102-AIFS-S002 | See Vendor Details | See Spec | Contractor - I&C | NA | NA | NA
S | LE-S3151 | Scum Tank V-S315 Level Element | 1-0102-PPID-S303 | 1-0102-AGAD-S015 | 1-0102-AILD-S311 | 1-0102-AIFS-S001-001 | See Vendor Details | A-0102-ADTS-S301 | Contractor - I&C | NA | NA | NA
S | LIT-S1101 | Clarifier 1 Tank TK-S110 Sludge Blanket Level Transmitter | 1-0102-PPID-S102 | SEP-473 | 1-0102-AILD-S112 | NA | See Vendor Details | See Spec | Contractor - I&C | 0 | 6 | m | Confirm EU Max with Clarifier Mechanism Vendor
S | LIT-S1201 | Clarifier 2 Tank TK-S120 Sludge Blanket Level Transmitter | 1-0102-PPID-S103 | SEP-473 | 1-0102-AILD-S122 | NA | See Vendor Details | See Spec | Contractor - I&C | 0 | 6 | m | Confirm EU Max with Clarifier Mechanism Vendor
S | LIT-S1401 | Clarifier 4 Tank TK-S140 Sludge Blanket Level Transmitter | 1-0102-PPID-S105 | 1-0102-AGAD-S015 | 1-0102-AILD-S142 | 1-0102-AIFS-S001-001 | See Vendor Details | See Spec | Contractor - I&C | 0 | 5 | m | Confirm EU Max with Clarifier Mechanism Vendor
S | LIT-S1501 | Clarifier 5 Tank TK-S150 Sludge Blanket Level Transmitter | 1-0102-PPID-S106 | 1-0102-AGAD-S016 | 1-0102-AILD-S152 | 1-0102-AIFS-S002 | See Vendor Details | See Spec | Contractor - I&C | 0 | 5 | m | Confirm EU Max with Clarifier Mechanism Vendor
S | LIT-S3151 | Scum Tank V-S315 Level Transmitter | 1-0102-PPID-S303 | 1-0102-AGAD-S011 | 1-0102-AILD-S311 | 1-0102-AIFS-S001-001 | Create New DWG | A-0102-ADTS-S301 | Contractor - I&C | 0 | 5.7 | m
S | LSH-S5842 | Storage Room Sump Pit Level Switch | 1-0102-PPID-S511 | 1-0102-AGAD-S012 | 1-0102-AILD-S530 | NA | 1-0102-ADTL-A005 | See Spec | Contractor - I&C | NA | NA | NA | -
S | LSH-S5862 | Pump Room Sump Pit Level Switch | 1-0102-PPID-S511 | 1-0102-AGAD-S011 | 1-0102-AILD-S530 | NA | 1-0102-ADTL-A005 | See Spec | Contractor - I&C | NA | NA | NA | -
S | LSH-S5882 | Mechanical Room Sump Pit Level Switch | 1-0102-PPID-S511 | 1-0102-AGAD-S010 | 1-0102-AILD-S531 | NA | 1-0102-ADTL-A005 | See Spec | Contractor - I&C | NA | NA | NA | -
S | LSH-S5952 | Sump Pump Area Sump Pit Level Switch | 1-0102-PPID-S508 | 1-0102-AGAD-S010 | 1-0102-AILD-S531 | NA | 1-0102-ADTL-A005 | See Spec | Contractor - I&C | NA | NA | NA | -
S | LSL-S6651 | Glycol Feed FDR-S665 Low Level Switch | 1-0102-PPID-S627 | NA | 1-0102-AILD-S660 | NA | NA | NA | AHU Vendor | NA | NA | NA | Part of Packaged unit
S | LT-S5921 | Flood Sump Level Transmitter | 1-0102-PPID-S508 | 1-0102-AGAD-S010 | 1-0102-AILD-S532 | NA | NA (See drawing note) | A-0102-ADTS-S501 | Contractor - I&C | 0 | 2.1 | mWC | -
S | OSHH-S1100 | Secondary Clarifier 1 Mixer High High Torque Switch | 1-0102-PPID-S102 | SEP-473 | 1-0102-AILD-S110 | NA | NA | See Spec | Contractor - I&C | NA | NA | NA | Part of Packaged unit
S | OSHH-S1200 | Secondary Clarifier 2 Mixer High High Torque Switch | 1-0102-PPID-S103 | SEP-473 | 1-0102-AILD-S120 | NA | NA | See Spec | Contractor - I&C | NA | NA | NA | Part of Packaged unit
S | OSHH-S1400 | Secondary Clarifier 4 Mixer High High Torque Switch | 1-0102-PPID-S105 | 1-0102-AGAD-S013 | 1-0102-AILD-S140 | NA | NA | See Spec | Contractor - I&C | NA | NA | NA | Part of Packaged unit
S | OSHH-S1500 | Secondary Clarifier 5 Mixer High High Torque Switch | 1-0102-PPID-S106 | 1-0102-AGAD-S014 | 1-0102-AILD-S150 | NA | NA | See Spec | Contractor - I&C | NA | NA | NA | Part of Packaged unit
S | OSH-S1100 | Secondary Clarifier 1 Mixer High Torque Switch | 1-0102-PPID-S102 | SEP-473 | 1-0102-AILD-S110 | NA | NA | See Spec | Contractor - I&C | NA | NA | NA | Part of Packaged unit
S | OSH-S1200 | Secondary Clarifier 2 Mixer High Torque Switch | 1-0102-PPID-S103 | SEP-473 | 1-0102-AILD-S120 | NA | NA | See Spec | Contractor - I&C | NA | NA | NA | Part of Packaged unit
S | OSH-S1400 | Secondary Clarifier 4 Mixer High Torque Switch | 1-0102-PPID-S105 | 1-0102-AGAD-S013 | 1-0102-AILD-S140 | NA | NA | See Spec | Contractor - I&C | NA | NA | NA | Part of Packaged unit
S | OSH-S1500 | Secondary Clarifier 5 Mixer High Torque Switch | 1-0102-PPID-S106 | 1-0102-AGAD-S014 | 1-0102-AILD-S150 | NA | NA | See Spec | Contractor - I&C | NA | NA | NA | Part of Packaged unit
S | PDT-S6303 | AHU-S630 Filter Differential Pressure Transmitter | 1-0102-PPID-S622 | NA | 1-0102-AILD-S630 | NA | NA | NA | AHU Vendor | By Vendor | By Vendor | By Vendor | Part of Packaged unit
S | PDT-S6402 | AHU-S640 Pre Filter Differential Pressure Transmitter | 1-0102-PPID-S624 | NA | 1-0102-AILD-S640 | NA | NA | NA | AHU Vendor | By Vendor | By Vendor | By Vendor | Part of Packaged unit
S | PDT-S6403 | AHU-S640 Post Filter Differential Pressure Transmitter | 1-0102-PPID-S624 | NA | 1-0102-AILD-S640 | NA | NA | NA | AHU Vendor | By Vendor | By Vendor | By Vendor | Part of Packaged unit
S | PDT-S6404 | AHU-S640 Final Filter Differential Pressure Transmitter | 1-0102-PPID-S624 | NA | 1-0102-AILD-S640 | NA | NA | NA | AHU Vendor | By Vendor | By Vendor | By Vendor | Part of Packaged unit
S | PDT-S6503 | AHU-S650 Filter Differential Pressure Transmitter | 1-0102-PPID-S623 | NA | 1-0102-AILD-S650 | NA | NA | NA | AHU Vendor | By Vendor | By Vendor | By Vendor | Part of Packaged unit
S | PG-S1811 | Sodium Bisulphite Dispersion Pump P-S181 Discharge Pressure Gauge | 1-0102-PPID-S108 | NA | NA | NA | NA | A-0102-ADTS-S103 | Contractor - I&C | 0 | 400 | kPa
S | PG-S1812 | Sodium Bisulphite Dispersion Pump P-S181 Intake Pressure Gauge | 1-0102-PPID-S108 | NA | NA | NA | NA | A-0102-ADTS-S103 | Contractor - I&C | 0 | 100 | kPa
S | PG-S1821 | Sodium Bisulphite Dispersion Pump P-S182 Discharge Pressure Gauge | 1-0102-PPID-S108 | NA | NA | NA | NA | A-0102-ADTS-S103 | Contractor - I&C | 0 | 400 | kPa
S | PG-S1822 | Sodium Bisulphite Dispersion Pump P-S182 Intake Pressure Gauge | 1-0102-PPID-S108 | NA | NA | NA | NA | A-0102-ADTS-S103 | Contractor - I&C | 0 | 100 | kPa
S | PG-S2161 | RAS Pump P-S216 Intake Pressure Gauge | 1-0102-PPID-S204 | NA | NA | NA | NA | A-0102-ADTS-S202 | Contractor - I&C | 0 | 100 | kPa
S | PG-S2162 | RAS Pump P-S216 Discharge Pressure Gauge | 1-0102-PPID-S204 | NA | NA | NA | NA | A-0102-ADTS-S202 | Contractor - I&C | 0 | 250 | kPa
S | PG-S2171 | RAS Pump P-S217 Intake Pressure Gauge | 1-0102-PPID-S205 | NA | NA | NA | NA | A-0102-ADTS-S202 | Contractor - I&C | 0 | 100 | kPa
S | PG-S2172 | RAS Pump P-S217 Discharge Pressure Gauge | 1-0102-PPID-S205 | NA | NA | NA | NA | A-0102-ADTS-S202 | Contractor - I&C | 0 | 250 | kPa
S | PG-S2181 | RAS Pump P-S218 Intake Pressure Gauge | 1-0102-PPID-S205 | NA | NA | NA | NA | A-0102-ADTS-S202 | Contractor - I&C | 0 | 100 | kPa
S | PG-S2182 | RAS Pump P-S218 Discharge Pressure Gauge | 1-0102-PPID-S205 | NA | NA | NA | NA | A-0102-ADTS-S202 | Contractor - I&C | 0 | 250 | kPa
S | PG-S3164 | Scum Pump P-S316 Intake Pressure Gauge | 1-0102-PPID-S303 | NA | NA | NA | NA | A-0102-ADTS-S302 | Contractor - I&C | 0 | 100 | kPa
S | PG-S3165 | Scum Pump P-S316 Discharge Pressure Gauge | 1-0102-PPID-S303 | NA | NA | NA | NA | A-0102-ADTS-S302 | Contractor - I&C | 0 | 250 | kPa
S | PG-S3174 | Scum Pump P-S317 Intake Pressure Gauge | 1-0102-PPID-S303 | NA | NA | NA | NA | A-0102-ADTS-S302 | Contractor - I&C | 0 | 100 | kPa
S | PG-S3175 | Scum Pump P-S317 Discharge Pressure Gauge | 1-0102-PPID-S303 | NA | NA | NA | NA | A-0102-ADTS-S302 | Contractor - I&C | 0 | 250 | kPa
S | PG-S4011 | Sludge Transfer Pump P-S401 Suction Pressure Gauge | 1-0102-PPID-S208 | NA | NA | NA | NA | A-0102-ADTS-S402 | Contractor - I&C | 0 | 100 | kPa
S | PG-S4012 | Sludge Transfer Pump P-S401 Discharge Pressure Gauge | 1-0102-PPID-S208 | NA | NA | NA | NA | A-0102-ADTS-S402 | Contractor - I&C | 0 | 600 | kPa
S | PG-S4021 | Sludge Transfer Pump P-S402 Suction Pressure Gauge | 1-0102-PPID-S208 | NA | NA | NA | NA | A-0102-ADTS-S402 | Contractor - I&C | 0 | 100 | kPa
S | PG-S4022 | Sludge Transfer Pump P-S402 Discharge Pressure Gauge | 1-0102-PPID-S208 | NA | NA | NA | NA | A-0102-ADTS-S402 | Contractor - I&C | 0 | 600 | kPa
S | PG-S6641 | Glycol Pump P-S664 Pressure Gauge | 1-0102-PPID-S627 | NA | NA | NA | NA | A-0102-ADTS-S606 | Contractor - I&C | 0 | 500 | kPa
S | PG-S6733 | Automatic Strainer STR-S673 Intake Pressure Gauge | 1-0102-PPID-S627 | NA | NA | NA | NA | A-0102-ADTS-S606 | Contractor - I&C | 0 | 1000 | kPa
S | PG-S6734 | Automatic Strainer STR-S673 Discharge Pressure Gauge | 1-0102-PPID-S627 | NA | NA | NA | NA | A-0102-ADTS-S606 | Contractor - I&C | 0 | 1000 | kPa
S | PG-S6743 | Automatic Strainer STR-S674 Intake Pressure Gauge | 1-0102-PPID-S627 | NA | NA | NA | NA | A-0102-ADTS-S606 | Contractor - I&C | 0 | 1000 | kPa
S | PG-S6744 | Automatic Strainer STR-S674 Discharge Pressure Gauge | 1-0102-PPID-S627 | NA | NA | NA | NA | A-0102-ADTS-S606 | Contractor - I&C | 0 | 1000 | kPa
S | PSH-S4012 | Sludge Transfer Pump P-S401 Discharge Pressure Switch | 1-0102-PPID-S208 | SEP-472 | 1-0102-EMCL-S401 | NA | 1-0102-ADTL-A008 | A-0102-ADTS-S401 | Contractor - I&C | NA | NA | NA
S | PSH-S4022 | Sludge Transfer Pump P-S402 Discharge Pressure Switch | 1-0102-PPID-S208 | SEP-472 | 1-0102-EMCL-S402 | NA | 1-0102-ADTL-A008 | A-0102-ADTS-S401 | Contractor - I&C | NA | NA | NA
S | PSL-S2163 | RAS Pump P-S216 Seal Water Pressure Switch | 1-0102-PPID-S204 | SEP-476 | 1-0102-EMCL-S201 | NA | 1-0102-ADTL-A008 | A-0102-ADTS-S203 | Contractor - I&C | NA | NA | NA
S | PSL-S2173 | RAS Pump P-S217 Seal Water Pressure Switch | 1-0102-PPID-S205 | 1-0102-AGAD-S011 | 1-0102-EMCL-S202 | NA | 1-0102-ADTL-A008 | A-0102-ADTS-S203 | Contractor - I&C | NA | NA | NA
S | PSL-S2183 | RAS Pump P-S218 Seal Water Pressure Switch | 1-0102-PPID-S205 | 1-0102-AGAD-S011 | 1-0102-EMCL-S203 | NA | 1-0102-ADTL-A008 | A-0102-ADTS-S203 | Contractor - I&C | NA | NA | NA
S | PSL-S3161 | Scum Pump P-S316 Seal Water Pressure Switch | 1-0102-PPID-S303 | 1-0102-AGAD-S011 | 1-0102-EMCL-S304 | NA | 1-0102-ADTL-A008 | A-0102-ADTS-S303 | Contractor - I&C | NA | NA | NA
S | PSL-S3171 | Scum Pump P-S317 Seal Water Pressure Switch | 1-0102-PPID-S303 | 1-0102-AGAD-S011 | 1-0102-EMCL-S305 | NA | 1-0102-ADTL-A008 | A-0102-ADTS-S303 | Contractor - I&C | NA | NA | NA
S | PSL-S5501 | Flushing Water Pump P-S550 Seal Water Pressure Switch | 1-0102-PPID-S506 | SEP-472 | 1-0102-EMCL-S506 | NA | 1-0102-ADTL-A008 | See Spec | Contractor - I&C | NA | NA | NA | -
S | TE-S4010 | Sludge Transfer Pump P-S401 Winding Temperature Elements (3XTE) | 1-0102-PPID-S208 | NA | 1-0102-EMCL-S401 | NA | NA | NA | Pump Vendor | NA | NA | NA | Integrated with Motor
S | TE-S4020 | Sludge Transfer Pump P-S402 Winding Temperature Elements (3XTE) | 1-0102-PPID-S208 | NA | 1-0102-EMCL-S402 | NA | NA | NA | Pump Vendor | NA | NA | NA | Integrated with Motor
S | TE-S5500 | Flushing Water Pump P-S550 Winding Temperature Elements (3XTE) | 1-0102-PPID-S506 | NA | 1-0102-EMCL-S506 | NA | NA | NA | Pump Vendor | NA | NA | NA | Integrated with Motor
S | TG-S6632-1 | Heat Exchanger HE-S663 Supply Flushing Water Temperature Gauge | 1-0102-PPID-S627 | NA | NA | NA | 1-0102-ADTL-A004 | See Spec | Contractor - I&C | By Contractor | By Contractor | By Contractor
S | TG-S6632-2 | Heat Exchanger HE-S663 Return Flushing Water Temperature Gauge | 1-0102-PPID-S627 | NA | NA | NA | 1-0102-ADTL-A004 | See Spec | Contractor - I&C | By Contractor | By Contractor | By Contractor
S | TG-S6632-3 | Heat Exchanger HE-S663 Return Glycol Temperature Gauge | 1-0102-PPID-S627 | NA | NA | NA | 1-0102-ADTL-A004 | See Spec | Contractor - I&C | By Contractor | By Contractor | By Contractor
S | TG-S6632-4 | Heat Exchanger HE-S663 Supply Glycol Temperature Gauge | 1-0102-PPID-S627 | NA | NA | NA | 1-0102-ADTL-A004 | See Spec | Contractor - I&C | By Contractor | By Contractor | By Contractor
S | TG-S6646-1 | Heat Reclaim Coil HC-S630 Supply Glycol Temperature Gauge | 1-0102-PPID-S622 | NA | NA | NA | 1-0102-ADTL-A004 | See Spec | Contractor - I&C | By Contractor | By Contractor | By Contractor
S | TG-S6646-2 | Heat Reclaim Coil HC-S630 Return Glycol Temperature Gauge | 1-0102-PPID-S622 | NA | NA | NA | 1-0102-ADTL-A004 | See Spec | Contractor - I&C | By Contractor | By Contractor | By Contractor
S | TG-S6647-1 | Heat Reclaim Coil HC-S650 Supply Glycol Temperature Gauge | 1-0102-PPID-S623 | NA | NA | NA | 1-0102-ADTL-A004 | See Spec | Contractor - I&C | By Contractor | By Contractor | By Contractor
S | TG-S6647-2 | Heat Reclaim Coil HC-S650 Return Glycol Temperature Gauge | 1-0102-PPID-S623 | NA | NA | NA | 1-0102-ADTL-A004 | See Spec | Contractor - I&C | By Contractor | By Contractor | By Contractor
S | TSL-S6304 | AHU-S630 Low Temperature Switch | 1-0102-PPID-S622 | NA | 1-0102-AILD-S630 | NA | NA | NA | AHU Vendor | NA | NA | NA | Part of Packaged unit
S | TSL-S6351-1 | Mechanical Room North Temperature Switch | 1-0102-PPID-S625 | 1-0102-AGAD-S010 | 1-0102-AILD-S632 | NA | 1-0102-ADTL-A004 | See Spec | Contractor - I&C | NA | NA | NA | -
S | TSL-S6351-2 | Mechanical Room South Temperature Switch | 1-0102-PPID-S625 | 1-0102-AGAD-S010 | 1-0102-AILD-S632 | NA | 1-0102-ADTL-A004 | See Spec | Contractor - I&C | NA | NA | NA | -
S | TSL-S6504 | AHU-S650 Low Temperature Switch | 1-0102-PPID-S623 | NA | 1-0102-AILD-S650 | NA | NA | NA | AHU Vendor | NA | NA | NA | Part of Packaged unit
S | TSL-S6551 | Walkway A Area West Temperature Switch | 1-0102-PPID-S626 | 1-0102-AGAD-S016 | 1-0102-AILD-S655 | NA | 1-0102-ADTL-A004 | See Spec | Contractor - I&C | NA | NA | NA | -
S | TSL-S6561 | Walkway A Area East Temperature Switch | 1-0102-PPID-S626 | 1-0102-AGAD-S016 | 1-0102-AILD-S656 | NA | 1-0102-ADTL-A004 | See Spec | Contractor - I&C | NA | NA | NA | -
S | TSL-S6571-1 | Storage Room North Temperature Switch | 1-0102-PPID-S626 | 1-0102-AGAD-S012 | 1-0102-AILD-S657 | NA | 1-0102-ADTL-A004 | See Spec | Contractor - I&C | NA | NA | NA | -
S | TSL-S6571-2 | Storage Room South Temperature Switch | 1-0102-PPID-S626 | 1-0102-AGAD-S012 | 1-0102-AILD-S657 | NA | 1-0102-ADTL-A004 | See Spec | Contractor - I&C | NA | NA | NA | -
S | TSL-S6591 | Loading Area Temperature Switch | 1-0102-PPID-S626 | 1-0102-AGAD-S016 | 1-0102-AILD-S654 | NA | 1-0102-ADTL-A004 | See Spec | Contractor - I&C | NA | NA | NA | -
S | TSL-S6642 | Heat Exchanger HE-S663 Flushing Water Supply Temperature Switch | 1-0102-PPID-S627 | 1-0102-AGAD-S010 | 1-0102-EMCL-S645 | NA | NA | See Spec | Contractor - I&C | NA | NA | NA | -
S | TT-S6242 | Gallery 3A Temperature Transmitter | 1-0102-PPID-S626 | 1-0102-AGAD-S010 | 1-0102-AILD-S633 | NA | 1-0102-ADTL-A004 | A-0102-ADTS-S604 | Contractor - I&C | 0 | 50 | ° C
S | TT-S6302 | AHU-S630 Intake Air Temperature Transmitter | 1-0102-PPID-S622 | NA | 1-0102-AILD-S630 | NA | NA | NA | AHU Vendor | By Vendor | By Vendor | By Vendor | Part of Packaged unit
S | TT-S6304 | AHU-S630 Discharge Air Temperature Transmitter | 1-0102-PPID-S622 | NA | 1-0102-AILD-S630 | NA | NA | NA | AHU Vendor | By Vendor | By Vendor | By Vendor | Part of Packaged unit
S | TT-S6342 | Pump Room Temperature Transmitter | 1-0102-PPID-S625 | 1-0102-AGAD-S011 | 1-0102-AILD-S633 | NA | 1-0102-ADTL-A004 | A-0102-ADTS-S604 | Contractor - I&C | 0 | 50 | ° C
S | TT-S6352 | Mechanical Room Temperature Transmitter | 1-0102-PPID-S625 | 1-0102-AGAD-S010 | 1-0102-AILD-S632 | NA | 1-0102-ADTL-A004 | A-0102-ADTS-S604 | Contractor - I&C | 0 | 50 | ° C
S | TT-S6406 | Laboratory Temperature Transmitter | 1-0102-PPID-S624 | 1-0102-AGAD-S002 | 1-0102-AILD-S645 | NA | NA | See Spec | Contractor - I&C | 4 | 32 | ° C
S | TT-S6407 | Electrical Room Temperature Transmitter | 1-0102-PPID-S624 | 1-0102-EGAD-S002 | 1-0102-AILD-S645 | NA | NA | See Spec | Contractor - I&C | 4 | 32 | ° C
S | TT-S6502 | AHU-S650 Intake Air Temperature Transmitter | 1-0102-PPID-S623 | NA | 1-0102-AILD-S650 | NA | NA | NA | AHU Vendor | By Vendor | By Vendor | ° C | Part of Packaged unit
S | TT-S6504 | AHU-S650 Discharge Air Temperature Transmitter | 1-0102-PPID-S623 | NA | 1-0102-AILD-S650 | NA | NA | NA | AHU Vendor | By Vendor | By Vendor | ° C | Part of Packaged unit
S | TT-S6552 | Walkway A Area Temperature Transmitter | 1-0102-PPID-S626 | 1-0102-AGAD-S016 | 1-0102-AILD-S655 | NA | 1-0102-ADTL-A004 | A-0102-ADTS-S604 | Contractor - I&C | 0 | 50 | ° C
S | TT-S6562 | Walkway A Area Temperature Transmitter | 1-0102-PPID-S626 | 1-0102-AGAD-S016 | 1-0102-AILD-S656 | NA | 1-0102-ADTL-A004 | A-0102-ADTS-S604 | Contractor - I&C | 0 | 50 | ° C
S | TT-S6572 | Storage Room Temperature Transmitter | 1-0102-PPID-S626 | 1-0102-AGAD-S012 | 1-0102-AILD-S657 | NA | 1-0102-ADTL-A004 | A-0102-ADTS-S604 | Contractor - I&C | 0 | 50 | ° C
S | TT-S6592 | Loading Area Temperature Transmitter | 1-0102-PPID-S626 | 1-0102-AGAD-S016 | 1-0102-AILD-S654 | NA | 1-0102-ADTL-A004 | A-0102-ADTS-S604 | Contractor - I&C | 0 | 50 | ° C
S | TT-S6633 | Heat Exchanger HE-S663 Supply Flushing Water Temperature Transmitter | 1-0102-PPID-S627 | 1-0102-AGAD-S010 | 1-0102-AILD-S658 | NA | 1-0102-ADTL-A004 | A-0102-ADTS-S605 | Contractor - I&C | 3 | 3 | ° C | No information on the data sheet, data taken from process conditions
S | TT-S6634 | Outdoor Air Temperature Transmitter | 1-0102-PPID-S627 | 1-0102-AGAD-S010 | 1-0102-AILD-S658 | NA | 1-0102-ADTL-A004 | A-0102-ADTS-S606 | Contractor - I&C | -50 | 50 | ° C
S | XK-S3001 | Scum Tank To Sludge Holding Tanks Valve Remote Station | 1-0102-PPID-S304 | SEP-472 | 1-0102-ACBD-S057 | NA | NA | See Spec | Contractor - I&C | NA | NA | NA
S | XK-S3002 | Scum Tank To WAS Sump Tank TK-R300 Valve Remote Station | 1-0102-PPID-S304 | SEP-472 | 1-0102-ACBD-S057 | NA | NA | See Spec | Contractor - I&C | NA | NA | NA
S | XK-S3163 | Scum Pumps Recirculation Valve Remote Station | 1-0102-PPID-S303 | 1-0102-AGAD-S011 | 1-0102-ACBD-S057 | NA |  | See Spec | Contractor - Mech. | 0 | 100 | %
S | XK-S3172 | Scum Pumps System Valve Remote Station | 1-0102-PPID-S303 | 1-0102-AGAD-S011 | 1-0102-ACBD-S057 | NA |  | See Spec | Contractor - Mech. | 0 | 100 | %
S | XS-S9741 | Gallery 3A Motion Detector | 1-0102-PPID-S902 | 1-0102-AGAD-S011 | 1-0102-AILD-S915 | NA | NA | See Spec | Contractor - Mech. | NA | NA | NA | -
S | XV-S1102 | Secondary Clarifier 1 Scum Valve | 1-0102-PPID-S102 | SEP-473 | 1-0102-AILD-S110 | NA | NA | See Spec | Contractor - Mech. | NA | NA | NA | Part of Packaged unit
S | XV-S1202 | Secondary Clarifier 2 Scum Valve | 1-0102-PPID-S103 | SEP-473 | 1-0102-AILD-S120 | NA | NA | See Spec | Contractor - Mech. | NA | NA | NA | Part of Packaged unit
S | XV-S1402 | Secondary Clarifier 4 Scum Valve | 1-0102-PPID-S105 | 1-0102-AGAD-S013 | 1-0102-AILD-S140 | NA | NA | See Spec | Contractor - Mech. | NA | NA | NA | Part of Packaged unit
S | XV-S1502 | Secondary Clarifier 5 Scum Valve | 1-0102-PPID-S106 | 1-0102-AGAD-S014 | 1-0102-AILD-S150 | NA | NA | See Spec | Contractor - Mech. | NA | NA | NA | Part of Packaged unit
S | XV-S3001 | Scum Tank To Sludge Holding Tanks Valve | 1-0102-PPID-S304 | SEP-472 | NA | 1-0102-AIFS-S001-002 | NA | See Spec | Contractor - I&C | NA | NA | NA
S | XV-S3002 | Scum Tank To WAS Sump Tank TK-R300 Valve | 1-0102-PPID-S304 | SEP-472 | NA | 1-0102-AIFS-S001-002 | NA | See Spec | Contractor - I&C | NA | NA | NA
S | XV-S3162 | Scum Pumps Flushing Water Valve | 1-0102-PPID-S303 | 1-0102-AGAD-S011 | 1-0102-AILD-S312 | NA |  | See Spec | Contractor - Mech. | NA | NA | NA
S | XV-S3163 | Scum Pumps Recirculation Valve | 1-0102-PPID-S303 | 1-0102-AGAD-S011 | NA | 1-0102-AIFS-S001-001 |  | See Spec | Contractor - Mech. | NA | NA | NA
S | XV-S3172 | Scum Pumps System Valve | 1-0102-PPID-S303 | 1-0102-AGAD-S011 | NA | 1-0102-AIFS-S001-001 |  | See Spec | Contractor - Mech. | NA | NA | NA
S | XV-S4013 | Sludge Transfer Pump P-S401 Discharge Valve | 1-0102-PPID-S208 | SEP-472 | 1-0102-EMCL-S401 | NA | NA | See Spec | Contractor - I&C | NA | NA | NA | -
S | XV-S4023 | Sludge Transfer Pump P-S402 Discharge Valve | 1-0102-PPID-S208 | SEP-472 | 1-0102-EMCL-S402 | NA | NA | See Spec | Contractor - I&C | NA | NA | NA | -
S | XV-S6301 | AHU-S630 Intake Air Damper | 1-0102-PPID-S622 | NA | 1-0102-AILD-S630 | NA | NA | NA | AHU Vendor | NA | NA | NA | Part of Packaged unit
S | XV-S6311 | Exhaust Fan EF-S631 Flow Damper | 1-0102-PPID-S625 | 1-0102-AGAD-S015 | 1-0102-EMCL-S647 | NA | NA | See Spec | Contractor - Mech. | NA | NA | NA | -
S | XV-S6321 | Exhaust Fan EF-S632 Flow Damper | 1-0102-PPID-S625 | 1-0102-AGAD-S015 | 1-0102-EMCL-S648 | NA | NA | See Spec | Contractor - Mech. | NA | NA | NA | -
S | XV-S6501 | AHU-S650 Intake Air Damper | 1-0102-PPID-S623 | NA | 1-0102-AILD-S650 | NA | NA | NA | AHU Vendor | NA | NA | NA | Part of Packaged unit
S | XV-S6511 | Exhaust Fan EF-S651 Flow Damper | 1-0102-PPID-S626 | 1-0102-AGAD-S016 | 1-0102-EMCL-S649 | NA | NA | See Spec | Contractor - Mech. | NA | NA | NA | -
S | XV-S6541 | Exhaust Fan EF-S654 Flow Damper | 1-0102-PPID-S626 | 1-0102-AGAD-S015 | 1-0102-EMCL-S650 | NA | NA | See Spec | Contractor - Mech. | NA | NA | NA | -
S | XV-S6634 | Heat Exchanger HE-S663 Discharge Flushing Water Valve | 1-0102-PPID-S627 | 1-0102-AGAD-S010 | 1-0102-AILD-S659 | NA | NA | See Spec | Contractor - Mech. | NA | NA | NA | -
S | YV-S2163 | RAS Pump P-S216 Seal Water Solenoid Valve | 1-0102-PPID-S204 | SEP 476 | 1-0102-EMCL-S201 | NA | NA | See Spec | Contractor - Mech. | NA | NA | NA | -
S | YV-S2173 | RAS Pump P-S217 Seal Water Solenoid Valve | 1-0102-PPID-S205 | 1-0102-AGAD-S011 | 1-0102-EMCL-S202 | NA | NA | See Spec | Contractor - Mech. | NA | NA | NA | -
S | YV-S2183 | RAS Pump P-S218 Seal Water Solenoid Valve | 1-0102-PPID-S205 | 1-0102-AGAD-S011 | 1-0102-EMCL-S203 | NA | NA | See Spec | Contractor - Mech. | NA | NA | NA | -
S | YV-S3161 | Scum Pump P-S316 Seal Water Solenoid Valve | 1-0102-PPID-S303 | 1-0102-AGAD-S011 | 1-0102-EMCL-S304 | NA | NA | See Spec | Contractor - Mech. | NA | NA | NA | -
S | YV-S3171 | Scum Pump P-S317 Seal Water Solenoid Valve | 1-0102-PPID-S303 | 1-0102-AGAD-S011 | 1-0102-EMCL-S305 | NA | NA | See Spec | Contractor - Mech. | NA | NA | NA | -
S | YV-S5501 | Flushing Water Pump P-S550 Seal Water Solenoid Valve | 1-0102-PPID-S506 | SEP-472 | 1-0102-EMCL-S506 | NA | NA | See Spec | Contractor - I&C | NA | NA | NA | -
S | ZSC-S9811 | Stairwell West Door Closed | 1-0102-PPID-S902 | 1-0102-AGAD-S010 | 1-0102-AILD-S914 | NA | 1-0102-ADTL-A006 | See Spec | Contractor - I&C | NA | NA | NA | -
S | ZSC-S9821 | Stairwell North Door Closed | 1-0102-PPID-S902 | 1-0102-AGAD-S015 | 1-0102-AILD-S914 | NA | 1-0102-ADTL-A006 | See Spec | Contractor - I&C | NA | NA | NA | -
S | ZSC-S9831 | Electrical Door Closed | 1-0102-PPID-S902 | 1-0102-EGAD-S002 | 1-0102-AILD-S913 | NA | 1-0102-ADTL-A006 | See Spec | Contractor - I&C | NA | NA | NA | -
S | ZSC-S9832 | Laboratory Door Closed | 1-0102-PPID-S902 | 1-0102-AGAD-S002 | 1-0102-AILD-S913 | NA | 1-0102-ADTL-A006 | See Spec | Contractor - I&C | NA | NA | NA | -
S | ZSC-S9833 | Truck Bay South Door Closed | 1-0102-PPID-S902 | 1-0102-AGAD-S016 | 1-0102-AILD-S913 | NA | 1-0102-ADTL-A006 | See Spec | Contractor - I&C | NA | NA | NA | -
S | ZSC-S9834 | Truck Bay South Overhead Door Closed | 1-0102-PPID-S902 | 1-0102-AGAD-S016 | 1-0102-AILD-S913 | NA | 1-0102-ADTL-A006 | See Spec | Contractor - I&C | NA | NA | NA | -
T | AAH-T6910-1 | Humidifier Room Gas Detection Strobe | 1-0102-PPID-T602 | 1-0102-AGAD-T001 | 1-0102-AILD-T691 | NA | NA | See Spec | Contractor - I&C | NA | NA | NA | -
T | AAH-T6910-2 | Humidifier Room Gas Detection Horn | 1-0102-PPID-T602 | 1-0102-AGAD-T001 | 1-0102-AILD-T691 | NA | NA | See Spec | Contractor - I&C | NA | NA | NA | -
T | AE-T6911 | Humidifier Room Methane Sensor | 1-0102-PPID-T602 | 1-0102-AGAD-T001 | 1-0102-AILD-T690 | NA | 1-0102-ADTL-A007 | See Spec | Contractor - I&C | By Contractor | By Contractor | By Contractor | -
T | AIT-T6911 | Humidifier Room Methane Transmitter | 1-0102-PPID-T602 | 1-0102-AGAD-T001 | 1-0102-AILD-T690 | NA | 1-0102-ADTL-A007 | See Spec | Contractor - I&C | By Contractor | By Contractor | By Contractor | -
T | AIT-T6912 | Humidifier Room H2S Transmitter | 1-0102-PPID-T602 | 1-0102-AGAD-T001 | 1-0102-AILD-T690 | NA | 1-0102-ADTL-A007 | See Spec | Contractor - I&C | By Contractor | By Contractor | By Contractor | -
T | FE-T1106 | Humidifier Irrigation Water To Humidifier Tower HUM-T110 Flow Sensor | 1-0102-PPID-T104 | 1-0102-AGAD-T001 | NA | NA | See Vendor Details | NA | Biofilter Vendor | NA | NA | NA | Part of Package System Biofilter Instruments
T | FE-T1108 | Humidifier Irrigation Water To Sump Flow Sensor | 1-0102-PPID-T104 | 1-0102-AGAD-T001 | NA | NA | See Vendor Details | NA | Biofilter Vendor | NA | NA | NA | Part of Package System Biofilter Instruments
T | FE-T1206 | Humidifier Irrigation Water To Humidifier Tower HUM-T120 Flow Sensor | 1-0102-PPID-T106 | 1-0102-AGAD-T001 | NA | NA | See Vendor Details | NA | Biofilter Vendor | NA | NA | NA | Part of Package System Biofilter Instruments
T | FE-T1208 | Humidifier Irrigation Water To Sump Flow Sensor | 1-0102-PPID-T106 | 1-0102-AGAD-T001 | NA | NA | See Vendor Details | NA | Biofilter Vendor | NA | NA | NA | Part of Package System Biofilter Instruments
T | FE-T2107 | Biofilter Cell 1 TK-T120 Air Flow Sensor | 1-0102-PPID-T201 | 1-0102-AGAD-T003 | 1-0102-AILD-T202 | 1-0102-AIFS-D001-001 | 1-0102-ADTL-A003 | A-0102-ADTS-T201 | Contractor - I&C | NA | NA | NA | -
T | FE-T2207 | Biofilter Cell 2 TK-T220 Air Flow Sensor | 1-0102-PPID-T202 | 1-0102-AGAD-T003 | 1-0102-AILD-T203 | 1-0102-AIFS-D010-001 | 1-0102-ADTL-A003 | A-0102-ADTS-T201 | Contractor - I&C | NA | NA | NA | -
T | FE-T2307 | Biofilter Cell 3 TK-T230 Air Flow Sensor | 1-0102-PPID-T203 | 1-0102-AGAD-T003 | 1-0102-AILD-T204 | 1-0102-AIFS-D001-001 | 1-0102-ADTL-A003 | A-0102-ADTS-T201 | Contractor - I&C | NA | NA | NA | -
T | FE-T6112 | Biofilter Humidifier Room Exhaust Fan EF-T611 Flow Sensor | 1-0102-PPID-T602 | 1-0102-AGAD-T001 | 1-0102-AILD-T611 | NA | NA | A-0102-ADTS-T601 | Contractor - I&C | 0 | 0 | 0 | -
T | FE-T6122 | Biofilter Humidifier Room Exhaust Fan EF-T612 Flow Sensor | 1-0102-PPID-T602 | 1-0102-AGAD-T001 | 1-0102-AILD-T611 | NA | NA | A-0102-ADTS-T601 | Contractor - I&C | 0 | 0 | 0 | -
T | FIT-T1106 | Humidifier Irrigation Water To Humidifier Tower HUM-T110 Flow Transmitter | 1-0102-PPID-T104 | 1-0102-AGAD-T001 | By Vendor | NA | See Vendor Details | NA | Biofilter Vendor | NA | NA | NA | Part of Package System Biofilter Instruments
T | FIT-T1108 | Humidifier Irrigation Water To Sump Flow Transmitter | 1-0102-PPID-T104 | 1-0102-AGAD-T001 | By Vendor | NA | See Vendor Details | NA | Biofilter Vendor | NA | NA | NA | Part of Package System Biofilter Instruments
T | FIT-T1206 | Humidifier Irrigation Water To Humidifier Tower HUM-T120 Flow Transmitter | 1-0102-PPID-T106 | 1-0102-AGAD-T001 | By Vendor | NA | See Vendor Details | NA | Biofilter Vendor | NA | NA | NA | Part of Package System Biofilter Instruments
T | FIT-T1208 | Humidifier Irrigation Water To Sump Flow Transmitter | 1-0102-PPID-T106 | 1-0102-AGAD-T001 | By Vendor | NA | See Vendor Details | NA | Biofilter Vendor | NA | NA | NA | Part of Package System Biofilter Instruments
T | FIT-T2107 | Biofilter Cell 1 TK-T120 Air Flow Transmitter | 1-0102-PPID-T201 | 1-0102-AGAD-D006 | 1-0102-AILD-T202 | 1-0102-AIFS-D001-001 | 1-0102-ADTL-A003 | A-0102-ADTS-T201 | Contractor - I&C | 0 | 7300 | m3/hr | -
T | FIT-T2207 | Biofilter Cell 2 TK-T220 Air Flow Transmitter | 1-0102-PPID-T202 | 1-0102-AGAD-D006 | 1-0102-AILD-T203 | 1-0102-AIFS-D010-001 | 1-0102-ADTL-A003 | A-0102-ADTS-T201 | Contractor - I&C | 0 | 7300 | m3/hr | -
T | FIT-T2307 | Biofilter Cell 3 TK-T230 Air Flow Transmitter | 1-0102-PPID-T203 | 1-0102-AGAD-D006 | 1-0102-AILD-T204 | 1-0102-AIFS-D001-001 | 1-0102-ADTL-A003 | A-0102-ADTS-T201 | Contractor - I&C | 0 | 7300 | m3/hr | -
T | FIT-T6112 | Biofilter Humidifier Room Exhaust Fan EF-T611 Flow Transmitter | 1-0102-PPID-T602 | 1-0102-AGAD-T001 | 1-0102-AILD-T611 | NA | NA | A-0102-ADTS-T601 | Contractor - I&C | 0 | 519 | L/s | -
T | FIT-T6122 | Biofilter Humidifier Room Exhaust Fan EF-T612 Flow Transmitter | 1-0102-PPID-T602 | 1-0102-AGAD-T001 | 1-0102-AILD-T611 | NA | NA | A-0102-ADTS-T601 | Contractor - I&C | 0 | 519 | L/s | -
T | FSL-T1073 | Glycol Recirculation Pump P-T107 Flow Switch | 1-0102-PPID-T102 | 1-0102-AGAD-T001 | By Vendor | NA | See Vendor Details | NA | Winterization System Vendor | NA | NA | NA | Part of Package System Biofilter Instruments
T | FSL-T1083 | Glycol Recirculation Pump P-T108 Flow Switch | 1-0102-PPID-T102 | 1-0102-AGAD-T001 | By Vendor | NA | See Vendor Details | NA | Winterization System Vendor | NA | NA | NA | Part of Package System Biofilter Instruments
T | FSL-T1112 | Humidifier T110 Recirculation Pump P-T111 Flow Switch | 1-0102-PPID-T104 | 1-0102-AGAD-T001 | By Vendor | NA | See Vendor Details | NA | Biofilter Vendor | NA | NA | NA | Part of Package System Biofilter Instruments
T | FSL-T1122 | Humidifier T110 Recirculation Pump P-T112 Flow Switch | 1-0102-PPID-T104 | 1-0102-AGAD-T001 | By Vendor | NA | See Vendor Details | NA | Biofilter Vendor | NA | NA | NA | Part of Package System Biofilter Instruments
T | FSL-T1212 | Humidifier T120 Recirculation Pump P-T121 Flow Switch | 1-0102-PPID-T106 | 1-0102-AGAD-T001 | By Vendor | NA | See Vendor Details | NA | Biofilter Vendor | NA | NA | NA | Part of Package System Biofilter Instruments
T | FSL-T1222 | Humidifier T120 Recirculation Pump P-T122 Flow Switch | 1-0102-PPID-T106 | 1-0102-AGAD-T001 | By Vendor | NA | See Vendor Details | NA | Biofilter Vendor | NA | NA | NA | Part of Package System Biofilter Instruments
T | FSL-T2102 | Biofilter Tank TK-T210 Irrigarion Water Flow Switch | 1-0102-PPID-T107 | 1-0102-AGAD-T001 | By Vendor | NA | See Vendor Details | NA | Biofilter Vendor | NA | NA | NA | Part of Package System Biofilter Instruments
T | FSL-T2202 | Biofilter Tank TK-T220 Irrigation Water Flow Switch | 1-0102-PPID-T107 | 1-0102-AGAD-T001 | By Vendor | NA | See Vendor Details | NA | Biofilter Vendor | NA | NA | NA | Part of Package System Biofilter Instruments
T | FSL-T2302 | Biofilter Tank TK-T230 Irrigation Water Flow Switch | 1-0102-PPID-T107 | 1-0102-AGAD-T001 | By Vendor | NA | See Vendor Details | NA | Biofilter Vendor | NA | NA | NA | Part of Package System Biofilter Instruments
T | FT-T6105-1 | Air Handling Unit AHU-T610 Flow Transmitter 1 | 1-0102-PPID-T601 | NA | 1-0102-AILD-T610 | NA | NA | NA | AHU Vendor | NA | NA | NA | Part of Package Unit
T | FT-T6105-2 | Air Handling Unit AHU-T610 Flow Transmitter 2 | 1-0102-PPID-T601 | NA | 1-0102-AILD-T610 | NA | NA | NA | AHU Vendor | NA | NA | NA | Part of Package Unit
T | HSS-T3010 | Biofilter Exhaust Fan EF-T301 E-Stop Switch | 1-0102-PPID-T301 | 1-0102-AGAD-T003 | 1-0102-EMCL-T301 | NA | NA | See Spec | Contractor - I&C | NA | NA | NA
T | HSS-T3020 | Biofilter Exhaust Fan EF-T302 E-Stop Switch | 1-0102-PPID-T301 | 1-0102-AGAD-T003 | 1-0102-EMCL-T302 | NA | NA | See Spec | Contractor - I&C | NA | NA | NA
T | LIT-T2602 | Process Sump Level Transmitter | 1-0102-PPID-T204 | 1-0102-AGAD-T001 | NA | 1-0102-AIFS-D008 | 1-0102-ADTL-A005 | A-0102-ADTS-T202 | Contractor - I&C | 0 | 1.2 | m | -
T | LSHH-T2601 | Process Sump High Level Switch | 1-0102-PPID-T204 | 1-0102-AGAD-T001 | 1-0102-AILD-T205 | NA | 1-0102-ADTL-A005 | See Spec | Contractor - I&C | NA | NA | NA | -
T | LSH-T1104 | Humidifier Tower HUM-T110 High Level Switch | 1-0102-PPID-T103 | 1-0102-AGAD-T001 | By Vendor | NA | See Vendor Details | NA | Biofilter Vendor | NA | NA | NA | Part of Package System Biofilter Instruments
T | LSH-T1204 | Humidifier Tower HUM-T120 High Level Switch | 1-0102-PPID-T105 | 1-0102-AGAD-T001 | By Vendor | NA | See Vendor Details | NA | Biofilter Vendor | NA | NA | NA | Part of Package System Biofilter Instruments
T | LSLL-T2601 | Process Sump Low Level Switch | 1-0102-PPID-T204 | 1-0102-AGAD-T001 | 1-0102-AILD-T205 | NA | 1-0102-ADTL-A005 | See Spec | Contractor - I&C | NA | NA | NA
T | LSL-T1104 | Humidifier Tower HUM-T110 Low Level Switch | 1-0102-PPID-T103 | 1-0102-AGAD-T001 | By Vendor | NA | See Vendor Details | NA | Biofilter Vendor | NA | NA | NA | Part of Package System Biofilter Instruments
T | LSL-T1204 | Humidifier Tower HUM-T120 Low Level Switch | 1-0102-PPID-T105 | 1-0102-AGAD-T001 | By Vendor | NA | See Vendor Details | NA | Biofilter Vendor | NA | NA | NA | Part of Package System Biofilter Instruments
T | PDIT-T1043 | Heater Coil HC-T105 Differential Pressure Transmitter | 1-0102-PPID-T102 | 1-0102-AGAD-T003 | By Vendor | NA | See Vendor Details | NA | Winterization System Vendor | By Vendor | By Vendor | By Vendor | Part of Package System Biofilter Instruments
T | PDIT-T1102 | Humidifier Tower HUM-T110 Differential Pressure Transmitter | 1-0102-PPID-T103 | 1-0102-AGAD-T001 | By Vendor | NA | See Vendor Details | NA | Biofilter Vendor | By Vendor | By Vendor | By Vendor | Part of Package System Biofilter Instruments
T | PDIT-T1202 | Humidifier Tower HUM-T120 Differential Pressure Transmitter | 1-0102-PPID-T105 | 1-0102-AGAD-T001 | By Vendor | NA | See Vendor Details | NA | Biofilter Vendor | By Vendor | By Vendor | By Vendor | Part of Package System Biofilter Instruments
T | PDIT-T2106 | Biofilter Cell 1 TK-T210 Differential Pressure Transmitter | 1-0102-PPID-T201 | 1-0102-AGAD-T002 | By Vendor | NA | See Vendor Details | NA | Biofilter Vendor | By Vendor | By Vendor | By Vendor | Part of Package System Biofilter Instruments
T | PDIT-T2206 | Biofilter Cell 2 TK-T120 Differential Pressure Transmitter | 1-0102-PPID-T202 | 1-0102-AGAD-T002 | By Vendor | NA | See Vendor Details | NA | Biofilter Vendor | By Vendor | By Vendor | By Vendor | Part of Package System Biofilter Instruments
T | PDIT-T2306 | Biofilter Cell 3 TK-T130 Differential Pressure Transmitter | 1-0102-PPID-T203 | 1-0102-AGAD-T002 | By Vendor | NA | See Vendor Details | NA | Biofilter Vendor | By Vendor | By Vendor | By Vendor | Part of Package System Biofilter Instruments
T | PDIT-T6102 | Air Handling Unit AHU-T610 Flow Differential Pressure Transmitter | 1-0102-PPID-T601 | NA | 1-0102-AILD-T610 | NA | NA | NA | AHU Vendor | By Vendor | By Vendor | By Vendor | Part of Package Unit
T | PG-T1401 | Biofilter Irrigation Water Microstrainer STR-T140 Supply Flushing Water Pressure Gauge | 1-0102-PPID-T107 | NA | NA | NA | NA | A-0102-ADTS-T102 | Contractor - I&C | 0 | 1600 | kPa | -
T | PG-T1403 | Biofilter Irrigation Water Microstrainer STR-T140 Discharge Flushing Water Pressure Gauge | 1-0102-PPID-T107 | NA | NA | NA | NA | A-0102-ADTS-T102 | Contractor - I&C | 0 | 1600 | kPa | -
T | PG-T1405 | Potable Water Pressure Gauge | 1-0102-PPID-T107 | NA | NA | NA | NA | A-0102-ADTS-T102 | Contractor - I&C | 0 | 1600 | kPa | -
T | PG-T2631 | Process Sump Pump Discharge Pressure Gauge | 1-0102-PPID-T204 | NA | NA | NA | NA | A-0102-ADTS-T203 | Contractor - I&C | 0 | 200 | kPa | -
T | PIT-T3031 | Biofilter Exhaust Fans Intake Pressure Transmitter | 1-0102-PPID-T301 | 1-0102-AGAD-T003 | NA | 1-0102-AIFS-D005-001 | 1-0102-ADTL-A008 | A-0102-ADTS-T301 | Contractor - I&C | -4.5 | 0 | kPa | -
T | PIT-T3032 | Biofilter Exhaust Fans Discharge Pressure Transmitter | 1-0102-PPID-T301 | 1-0102-AGAD-T003 | NA | 1-0102-AIFS-D005-001 | 1-0102-ADTL-A008 | A-0102-ADTS-T302 | Contractor - I&C | 0 | 3 | kPa | -
T | PSL-T1403 | Biofilter Irrigation Water Supply Pressure Switch | 1-0102-PPID-T107 | 1-0102-AGAD-T001 | 1-0102-AILD-T141 | NA | 1-0102-ADTL-A008 | A-0102-ADTS-T101 | Contractor - I&C | NA | NA | NA | -
T | TIT-T1107 | Humidifier HUM-T110 Irrigation Water Temperature Transmitter | 1-0102-PPID-T104 | 1-0102-AGAD-T001 | By Vendor | NA | See Vendor Details | NA | Biofilter Vendor | By Vendor | By Vendor | By Vendor | Part of Package System Biofilter Instruments
T | TIT-T1207 | Humidifier HUM-T120 Irrigation Water Temperature Transmitter | 1-0102-PPID-T106 | 1-0102-AGAD-T001 | By Vendor | NA | See Vendor Details | NA | Biofilter Vendor | By Vendor | By Vendor | By Vendor | Part of Package System Biofilter Instruments
T | TSL-T6103 | Air Handling Unit AHU-T610 Temperature Switch | 1-0102-PPID-T601 | NA | 1-0102-AILD-T610 | NA | NA | See Spec | AHU Vendor | NA | NA | NA | Part of Package Unit
T | TT-T1041 | Heater Coil HC-T105 Intake Temperature Transmitter | 1-0102-PPID-T102 | 1-0102-AGAD-T003 | By Vendor | NA | See Vendor Details | NA | Winterization System Vendor | By Vendor | By Vendor | By Vendor | Part of Package System Biofilter Instruments
T | TT-T1042 | Heater Coil HC-T105 Discharge Temperature Transmitter | 1-0102-PPID-T102 | 1-0102-AGAD-T003 | By Vendor | NA | See Vendor Details | NA | Winterization System Vendor | By Vendor | By Vendor | By Vendor | Part of Package System Biofilter Instruments
T | TT-T1053 | Heater HTR-T106 Glycol Outlet Temperature Transmitter | 1-0102-PPID-T102 | 1-0102-AGAD-T001 | By Vendor | NA | See Vendor Details | NA | Winterization System Vendor | By Vendor | By Vendor | By Vendor | Part of Package System Biofilter Instruments
T | TT-T2104 | Biofilter Cell 1 TK-T210 Temperature Transmitter | 1-0102-PPID-T201 | 1-0102-AGAD-T002 | By Vendor | NA | See Vendor Details | NA | Biofilter Vendor | By Vendor | By Vendor | By Vendor | Part of Package System Biofilter Instruments
T | TT-T2105 | Biofilter Cell 1 TK-T210 Media Temperature Transmitter | 1-0102-PPID-T201 | 1-0102-AGAD-T002 | By Vendor | NA | See Vendor Details | NA | Biofilter Vendor | By Vendor | By Vendor | By Vendor | Part of Package System Biofilter Instruments
T | TT-T2204 | Biofilter Cell 2 TK-T220 Temperature Transmitter | 1-0102-PPID-T202 | 1-0102-AGAD-T002 | By Vendor | NA | See Vendor Details | NA | Biofilter Vendor | By Vendor | By Vendor | By Vendor | Part of Package System Biofilter Instruments
T | TT-T2205 | Biofilter Cell 2 TK-T220 MediaTemperature Transmitter | 1-0102-PPID-T202 | 1-0102-AGAD-T002 | By Vendor | NA | See Vendor Details | NA | Biofilter Vendor | By Vendor | By Vendor | By Vendor | Part of Package System Biofilter Instruments
T | TT-T2304 | Biofilter Cell 3 TK-T230 Temperature Transmitter | 1-0102-PPID-T203 | 1-0102-AGAD-T002 | By Vendor | NA | See Vendor Details | NA | Biofilter Vendor | By Vendor | By Vendor | By Vendor | Part of Package System Biofilter Instruments
T | TT-T2305 | Biofilter Cell 3 TK-T230 Media Temperature Transmitter | 1-0102-PPID-T203 | 1-0102-AGAD-T002 | By Vendor | NA | See Vendor Details | NA | Biofilter Vendor | By Vendor | By Vendor | By Vendor | Part of Package System Biofilter Instruments
T | TT-T6104 | Air Handling Unit AHU-T610 Temperature Transmitter | 1-0102-PPID-T601 | NA | 1-0102-AILD-T610 | NA | NA | NA | AHU Vendor | By Vendor | By Vendor | By Vendor | Part of Package Unit
T | TT-T6132 | Humidifier Room Temperature Transmitter | 1-0102-PPID-T602 | 1-0102-AGAD-T001 | 1-0102-AILD-T612 | NA | A-0102-ADTS-R604 | A-0102-ADTS-T602 | Contractor - I&C | 0 | 50 | °C | -
T | TV-T1042 | Heater Coil HC-T105 Supply Temperature Control Valve | 1-0102-PPID-T102 | 1-0102-AGAD-T001 | By Vendor | NA | See Vendor Details | NA | Winterization System Vendor | By Vendor | By Vendor | By Vendor | Part of Package System Biofilter Instruments
T | XV-T1063 | Glycol Heater HTR-T106 Supply Natural Gas Solenoid Valve | 1-0102-PPID-T102 | 1-0102-AGAD-T001 | By Vendor | NA | See Vendor Details | NA | Winterization System Vendor | By Vendor | By Vendor | By Vendor | Part of Package System Biofilter Instruments
T | XV-T1064 | Glycol Heater HTR-T106 Return Natural Gas Solenoid Valve | 1-0102-PPID-T102 | 1-0102-AGAD-T001 | By Vendor | NA | See Vendor Details | NA | Winterization System Vendor | By Vendor | By Vendor | By Vendor | Part of Package System Biofilter Instruments
T | XV-T1101 | Humidifier Tower HUM-T110 Mist Eliminator Washer Sprayer Solenoid Valve | 1-0102-PPID-T103 | 1-0102-AGAD-T001 | By Vendor | NA | See Vendor Details | NA | Biofilter Vendor | By Vendor | By Vendor | By Vendor | Part of Package System Biofilter Instruments
T | XV-T1109 | Biofilter Irrigation Water Drain To Sump Valve | 1-0102-PPID-T104 | 1-0102-AGAD-T001 | By Vendor | NA | See Vendor Details | NA | Biofilter Vendor | By Vendor | By Vendor | By Vendor | Part of Package System Biofilter Instruments
T | XV-T1201 | Humidifier Tower HUM-T120 Mist Eliminator Washer Sprayer Solenoid Valve | 1-0102-PPID-T105 | 1-0102-AGAD-T001 | By Vendor | NA | See Vendor Details | NA | Biofilter Vendor | By Vendor | By Vendor | By Vendor | Part of Package System Biofilter Instruments
T | XV-T1209 | Biofilter Irrigation Water Drain To Sump Valve | 1-0102-PPID-T106 | 1-0102-AGAD-T001 | By Vendor | NA | See Vendor Details | NA | Biofilter Vendor | By Vendor | By Vendor | By Vendor | Part of Package System Biofilter Instruments
T | XV-T1402 | Biofilter Irrigation Water Flushing Water Valve | 1-0102-PPID-T107 | 1-0102-AGAD-T001 | NA | 1-0102-AIFS-D004 | NA | See Spec - Mech | Contractor - I&C | NA | NA | NA | -
T | XV-T1406 | Bilfilter Irrigation Potable Water Valve | 1-0102-PPID-T107 | 1-0102-AGAD-T001 | 1-0102-AILD-T142 | NA | NA | See Spec - Mech | Contractor - I&C | NA | NA | NA | -
T | XV-T2101 | Biofilter Tank TK-T210 Irrigation Water Solenoid Valve | 1-0102-PPID-T107 | 1-0102-AGAD-T001 | By Vendor | NA | See Vendor Details | NA | Biofilter Vendor | NA | NA | NA | Part of Package System Biofilter Instruments
T | XV-T2201 | Biofilter Tank TK-T220 Irrigation Water Solenoid Valve | 1-0102-PPID-T107 | 1-0102-AGAD-T001 | By Vendor | NA | See Vendor Details | NA | Biofilter Vendor | NA | NA | NA | Part of Package System Biofilter Instruments
T | XV-T2301 | Biofilter Tank TK-T230 Irrigation Water Solenoid Valve | 1-0102-PPID-T107 | 1-0102-AGAD-T001 | By Vendor | NA | See Vendor Details | NA | Biofilter Vendor | NA | NA | NA | Part of Package System Biofilter Instruments
T | XV-T3011 | Biofilter Exhaust Fan EF-T301 Intake Valve | 1-0102-PPID-T301 | 1-0102-AGAD-T003 | 1-0102-EMCL-T301 | 1-0102-AIFS-D001 | NA | See Spec - Mech | Contractor - I&C | NA | NA | NA | -
T | XV-T3021 | Biofilter Exhaust Fan EF-T302 Intake Valve | 1-0102-PPID-T301 | 1-0102-AGAD-T003 | 1-0102-EMCL-T302 | 1-0102-AIFS-D010 | NA | See Spec - Mech | Contractor - I&C | NA | NA | NA | -
T | XV-T6101 | Air Handling Unit AHU-T610 Intake Damper | 1-0102-PPID-T601 | NA | 1-0102-AILD-T610 | NA | NA | NA | AHU Vendor | NA | NA | NA | Part of Package Unit
T | XV-T6111 | Humidifier Room Exhaust Fan EF-T611 Intake Damper | 1-0102-PPID-T602 | 1-0102-AGAD-T001 | 1-0102-EMCL-T611 | NA | NA | See Spec - Mech | Contractor - Mech. | NA | NA | NA | -
T | XV-T6121 | Humidifier Room Exhaust Fan EF-T612 Intake Damper | 1-0102-PPID-T602 | 1-0102-AGAD-T001 | 1-0102-EMCL-T612 | NA | NA | See Spec - Mech | Contractor - Mech. | NA | NA | NA | -
U | AE-U1201 | Final Effluent Channel NH3 Sensor | 1-0102-PPID-U101 | 1-0102-AGAD-U001 | 1-0102-AILD-U107 | 1-0102-AIFS-S001-001 | 1-0102-ADTL-U001 | See Spec | Contractor - I&C | TBDC | TBDC | TBDC
U | AIT-U1201 | Final Effluent Channel NH3 Analyzer | 1-0102-PPID-U101 | 1-0102-AGAD-U001 | 1-0102-AILD-U107 | 1-0102-AIFS-S001-001 | 1-0102-ADTL-U001 | See Spec | Contractor - I&C | TBDC | TBDC | TBDC
U | AX-U1201-1 | Final Effluent Channel NH3 Sensor Probe | 1-0102-PPID-U101 | 1-0102-AGAD-U001 | 1-0102-AILD-U107 | NA | 1-0102-ADTL-U001 | See Spec | Contractor - I&C | NA | NA | NA
U | AX-U1201-2 | Final Effluent Channel NH3 Sensor Filter | 1-0102-PPID-U101 | 1-0102-AGAD-U001 | 1-0102-AILD-U107 | NA | 1-0102-ADTL-U001 | See Spec | Contractor - I&C | NA | NA | NA
U | FV-U2105 | UV Disinfection System Channel 1 Outlet Flow Valve | 1-0102-PPID-U201 | 1-0102-AGAD-U001 | By Vendor | NA | NA | NA | UV System Vendor | NA | NA | NA | Motorized Actuator Replaced
U | FV-U2205 | UV Disinfection System Channel 2 Outlet Flow Valve | 1-0102-PPID-U202 | 1-0102-AGAD-U001 | By Vendor | NA | NA | NA | UV System Vendor | NA | NA | NA | Motorized Actuator Replaced
U | LE-U1821 | UVR-U210 And UVR-U220 Effluent Channel Level Sensor | 1-0102-PPID-U101 | 1-0102-AGAD-U001 | 1-0102-AILD-U106 | NA | 1-0102-ADTL-A005 | A-0102-ADTS-U101 | UV System Vendor | 0 | 15 | m
U | LE-U2104 | UV Disinfection System Channel 1 Downstream Channel Level Sensor | 1-0102-PPID-U201 | 1-0102-AGAD-U001 | By Vendor | NA | NA | NA | UV System Vendor | By Vendor | By Vendor | By Vendor
U | LE-U2204 | UV Disinfection System Channel 2 Downstream Channel Level Sensor | 1-0102-PPID-U202 | 1-0102-AGAD-U001 | By Vendor | NA | NA | NA | UV System Vendor | By Vendor | By Vendor | By Vendor
U | LIT-U1821 | UVR-U210 And UVR-U220 Effluent Channel Level Transmitter | 1-0102-PPID-U101 | 1-0102-AGAD-U001 | 1-0102-AILD-U106 | NA | 1-0102-ADTL-A005 | A-0102-ADTS-U101 | UV System Vendor | NA | NA | NA
U | LIT-U2104 | UV Disinfection System Channel 1 Downstream Channel Level Transmitter | 1-0102-PPID-U201 | 1-0102-AGAD-U001 | By Vendor | NA | NA | NA | UV System Vendor | By Vendor | By Vendor | By Vendor
U | LIT-U2204 | UV Disinfection System Channel 2 Downstream Channel Level Transmitter | 1-0102-PPID-U202 | 1-0102-AGAD-U001 | By Vendor | NA | NA | NA | UV System Vendor | By Vendor | By Vendor | By Vendor
U | MIT-U6453 | Equipment Room Humidity Transmitter | 1-0102-PPID-U602 | 1-0102-AGAD-U001 | 1-0102-AILD-U604 | NA | See Vendor Manual | See Spec | Contractor - I&C | 0 | 100 | % relative h. | -
U | PDIT-U6604 | Equipment Room Supply Fan Filter SF-U660 Differential Pressure Transmitter | 1-0102-PPID-U602 | 1-0102-AGAD-U001 | 1-0102-AILD-U602 | NA | 1-0102-ADTL-A008 | A-0102-ADTS-U602 | Contractor - I&C | 0 | TBDC | Pa
U | TSL-U6541 | Walkway B Unit Heater UH-U654 Low Temperature Switch | 1-0102-PPID-U602 | 1-0102-AGAD-U001 | 1-0102-AILD-U603 | NA | 1-0102-ADTL-A004 | See Spec | Contractor - I&C | NA | NA | NA | -
U | TT-U6452 | Equipment Room Temperature Transmitter | 1-0102-PPID-U602 | 1-0102-AGAD-U001 | 1-0102-AILD-U602 | NA | 1-0102-ADTL-A004 | A-0102-ADTS-U601 | Contractor - I&C | 0 | 50 | °C
U | TT-U6542 | Walkway B Temperature Transmitter | 1-0102-PPID-U602 | 1-0102-AGAD-U001 | 1-0102-AILD-U603 | NA | 1-0102-ADTL-A004 | A-0102-ADTS-U601 | Contractor - I&C | 0 | 50 | °C
U | XS-U9651 | Walkway B Motion Detector | 1-0102-PPID-U602 | 1-0102-AGAD-U001 | 1-0102-AILD-U905 | NA | See Vendor Manual | See Spec | Contractor - I&C | NA | NA | NA | -
U | XV-U1921 | Surface Runoff Ditch Control Gate | 1-0102-PPID-U101 | 1-0102-AGAD-U001 | NA | 1-0102-AIFS-S001-001 | NA | See Spec | Contractor - Mech. | NA | NA | NA | Actuator Added to Existing Sluice Gate
U | XV-U6601 | Equipment Room Supply Fan SF-U660 Intake Damper | 1-0102-PPID-U602 | 1-0102-AGAD-U001 | 1-0102-EMCL-U601 | NA | NA | See Spec | Contractor - Mech. | NA | NA | NA
U | XV-U6602 | Equipment Room Supply Fan SF-U660 Discharge Damper 1 | 1-0102-PPID-U602 | 1-0102-AGAD-U001 | 1-0102-EMCL-U601 | NA | NA | See Spec | Contractor - Mech. | NA | NA | NA
U | XV-U6603 | Equipment Room Supply Fan SF-U660 Discharge Damper 2 | 1-0102-PPID-U602 | 1-0102-AGAD-U001 | 1-0102-EMCL-U601 | NA | NA | See Spec | Contractor - Mech. | NA | NA | NA | Actuator Replaced
U | ZSC-U9661 | Walkway B Exterior Door Switch | 1-0102-PPID-U602 | 1-0102-AGAD-U001 | 1-0102-AILD-U905 | NA | 1-0102-ADTL-A006 | See Spec | Contractor - I&C | NA | NA | NA
Y | AE-Y0013 | Effluent Sampling Facility ORP Sensor | 1-0102-PPID-Y001 | 1-0102-AGAD-Y001 | 1-0102-AILD-Y001 | 1-0102-AIFS-Y001 | See Plan DWG. | See Spec | Contractor - I&C | NA | NA | NA
Y | AIT-Y0013 | Effluent Sampling Facility ORP Analyzer | 1-0102-PPID-Y001 | 1-0102-AGAD-Y001 | 1-0102-AILD-Y001 | 1-0102-AIFS-Y001 | See Plan DWG. | See Spec | Contractor - I&C | TBDC | TBDC | TBDC
[14 empty] | #VALUE! | #VALUE!